## Preparation Details
HannaFGCode | Code | Description | Line | Recipe | QCMethod | MeterFamily1 | MeterFamily2 | ParameterMethod | ParameterFormula | MeasurementUnit | RangeMin | RangeMax | Decimal | Fixed | AndOr | Percentage | QCRestriction | STDMR | STD1Value | STD1Min | STD1Max | STD2Value | STD2Min | MS1vol | MS2dil | MS2vol | MSEXP | STDMatrix | STDVolume | STDExp | STDNote | STDStorage | ConcHannaParameter | STD6Value | STD6Min | STD6Max | pH1Value | pH1Min | pH1Max | pH2Value | pH2Min | pH2Max | pH3Value | pH3Min | pH3Max | WeightValue | WeightMin | WeightMax | Certified
| BISULFITE/N | Sodium Metabisulfite Reagent | L57 Powder | R001 | CTK | HI801 | HI83399 | Nitrogen Total LR(N) | Nitrogen | mg/L | 0 | 25 | 1 | 1 | or | 5% | 100% | MR09 | 0 | 0 | 1 | 10 | 9 |  |  |  |  | DWA + 3 DROPS Sulphuric Reagent | 500 | 3 |  | ROOM |  |  |  |  | 4.3 | 4 | 4.5 | [6 empty] | 175 | 150 | 200
| BUFFER REAG | Buffer Reagent | L56 CTK | B004 | colorimetric | / | / | Calcium | Calcium | mg/L | 0 | 400 | 0 | 10 | & | 0.05% | 1% | MR20 | 0 | 0 | 10 | 80 | 66 | [22 empty] | / | / | /
| CARBON | Activated Carbon | L57 Powder | R002 | CTK | / | / | / | / | / | 0 | 0 | 0 | 0 | / | 0% | / | [19 empty] | 8 | 7.9 | 8.2 | [6 empty] | 230 | 210 | 250
| DPD1-0 | Free Chlorine Reagent | L56 CTK | B136 | colorimetric | HI801 | HI83399 | Free Chlorine (liquid) | Chlorine | mg/L | 0 | 5 | 2 | 0.03 | & | 0.03% | 1% | MR67 | 0 | 0 | 0.03 | 0.5 | 0.46 |  |  |  |  | DWA | 250 | 1 |  | ROOM |  |  |  |  | 0.2 | 0 | 0.4 | 6 | 5.7 | 6.3 |  |  |  | / | / | /
| DPD2-0 | Free Chlorine Reagent 2 | L56 CTK | B137 | colorimetric | HI801 | HI83399 | Free Chlorine (liquid) | Chlorine | mg/L | 0 | 5 | 2 | 0.03 | & | 0.03% | 1% | MR67 | 0 | 0 | 0.03 | 0.5 | 0.46 |  |  |  |  | DWA | 250 | 1 |  | ROOM |  |  |  |  | 0.2 | 0 | 0.4 | 6 | 5.7 | 6.3 |  |  |  | / | / | /
| HI38000A-0 | Sulfate Reagent A | L57 Powder | R014 | CTK | / | / | Sulfate Test Kit | Sulphate | mg/L | 20 | 100 | 0 | 5 | or | 0% | 1% | MR32/S | 20 | 15 | 25 | 80 | 75 | 100 |  |  |  | DWA | 250 | 15 |  | ROOM |  |  |  |  | 1.8 | 1.7 | 2 | [6 empty] | 210 | 195 | 225
| HI38001A-HR | Sulfate HR Reagent A | L57 Powder | R014 | CTK | / | / | Sulfate Test Kit HR | Sulphate | mg/L | 1000 | 10000 | 0 | 100 | or | 0% | 100% | MR32/S | 2000 | 1900 | 2100 | 8000 | 7900 | 500 |  |  |  | DWA | 250 | 15 |  | ROOM |  |  |  |  | 1.8 | 1.7 | 2 | [6 empty] | 210 | 195 | 225
| HI38001A-LR | Sulfate LR Reagent A | L57 Powder | R014 | CTK | / | / | Sulfate Test Kit LR | Sulphate | mg/L | 100 | 1000 | 0 | 10 | or | 0% | 100% | MR32/S | 200 | 190 | 210 | 800 | 790 | 500 |  |  |  | DWA | 250 | 15 |  | ROOM |  |  |  |  | 1.8 | 1.7 | 2 | [6 empty] | 210 | 195 | 225
| HI38050-0 | Nitrate Reagent | L57 Powder | R045 | CTK | / | / | Nitrate Test Kit | N-NO3 | mg/L | 0 | 50 | 1 | 1 | or | 0% | 1% | MR101 |  |  |  | 10 | 9 |  |  |  |  | DWA | 100 | 3 |  | ROOM |  |  |  |  | 2.7 | 2.5 | 3 | [6 empty] | 250 | 230 | 270
| HI38067A-0 | Silica Reagent A | L56 CTK | B145 | CTK | / | / | Silica | SiO2 | mg/L | 0 | 40 | 0 | 1 | or | 0% | / | MR82 | 0 | 0 | 1 | 21 | 20 |  |  |  |  | DWA Silica Free | 500 | 5 |  | ROOM | [13 empty] | / | / | /
| HI38067B-0 | Silica High Range Reagent B | L57 Powder | R014 | CTK | / | / | Silica | SiO2 | mg/L | 0 | 40 | 0 | 1 | or | 0% | 1% | MR82 | 0 | 0 | 1 | 21 | 20 |  |  |  |  | DWA Silica Free | 500 | 5 |  | ROOM | [13 empty] | 150 | 135 | 165
| HI38067C-0 | Silica High Range Reagent C | L57 Powder | R015 | CTK | / | / | Silica | SiO2 | mg/L | 0 | 40 | 0 | 1 | or | 0% | 1% | MR82 | 0 | 0 | 1 | 21 | 20 |  |  |  |  | DWA Silica Free | 500 | 5 |  | ROOM | [13 empty] | 260 | 230 | 290
| HI38082B-0 | Potassium Reagent B | L57 Powder | R016 | CTK | / | / | Potassium Test Kit | Potassium |  | 0 | 0 | 1 | 0 | / | 0% | 1% | MR30 | 0 | 0 | 0 | 15 | 15 | [13 empty] | 13 | 12.8 | 13.2 | 6 | 5.9 | 6.2 |  |  |  | 190 | 175 | 205
| HI38082B-0 | Potassium Reagent B | L57 Powder | R016 | CTK | / | / | Potassium Test Kit | K |  | 0 | 0 | 1 | 0 | / | 0% | 1% | MR30 | 0 | 0 | 0 | 15 | 15 | [13 empty] | 13 | 12.8 | 13.2 | 6 | 5.9 | 6.2 |  |  |  | 190 | 175 | 205
| HI3833-0 | Phosphate Reagent | L57 Powder | R029 | CTK | / | / | Phosphate Test Kit | PO4 | mg/L | 0 | 5 | 0 | 1 | or | 0% | 1% | MR104 |  |  |  | 2 | 1 |  |  |  |  | DWA | 250 | 3 |  | ROOM |  |  |  |  | 1.5 | 1.2 | 1.6 | [6 empty] | 150 | 135 | 165
| HI3834-0 | Iron Reagent | L57 Powder | R041 | CTK | / | / | Iron Test Kit | Fe III | mg/L | 0 | 5 | 0 | 1 | or | 0% | 1% | MR33 |  |  |  | 2 | 1 |  |  |  |  | DWA | 250 | 2 |  | ROOM |  |  |  |  | 5.2 | 4 | 6.5 | [6 empty] | 125 | 110 | 140
| HI38434B | Bleach Reagent B | L57 Powder | R003 | CTK | / | / | Chlorine (Cl2) | Chlorine | g/L | 50 | 150 | 0 | 5 | or | 0% | 1% | MR67 | [18 empty] | 1 | 0.8 | 1.2 | [6 empty] | 300 | 280 | 320
| HI3843B-0 | Bleach Reagent B | L57 Powder | R003 | CTK | / | / | Chlorine (Cl2) | Chlorine | g/L | 50 | 150 | 0 | 5 | or | 0% | 1% | MR67 | [18 empty] | 1 | 0.8 | 1.2 | [6 empty] | 300 | 280 | 320
| HI3845A-0 | Chromium MR & HR Reagent A | L57 Powder | R003 | CTK | / | / | Chromium (VI) HR | Cr VI | mg/L | 0 | 1000 | 0 | 50 | or | 0% | 1% | MR43 | [6 empty] | 10 | 100 | 15 | DWA | 250 | 2 |  | ROOM |  |  |  |  | 1 | 0.8 | 1.2 | [6 empty] | 160 | 145 | 175
| HI3846-0 | Chromium Reagent | L57 Powder | R043 | CTK | / | / | Chromium Test Kit | Cr (VI) | mg/L | 0 | 1 | 1 | 0.2 | or | 0% | 1% | MR43 |  |  |  | 0.2 | 0 |  | 10 | 100 | 15 | DWA | 250 | 2 |  | ROOM |  |  |  |  | 1.3 | 1.1 | 1.6 | [6 empty] | 150 | 140 | 160
| HI3847-0 | Copper Reagent | L57 Powder | R026 | CTK | / | / | Copper Test Kit | Cu | mg/L | 0 | 2.5 | 1 | 0.5 | or | 0% | 1% | MR44 |  |  |  | 0.5 | 0 |  |  |  |  | DWA | 250 | 2 |  | ROOM |  |  |  |  | 6.4 | 6.2 | 6.7 | [6 empty] | 140 | 130 | 150
| HI3855A-0 | Cyanide Reagent A | L57 Powder | R036 | CTK | / | / | Cyanide Test Kit LR | CN | mg/L | 0 | 0.15 | 2 | 0.01 | or | 0% | 1% | CM327 |  |  |  | 0.08 | 0.07 | [13 empty] | 6.8 | 6.7 | 7 |  |  |  | 6.4 | 6.2 | 6.8 | 17005 | 16805 | 17205
| HI3855B-0 | Cyanide Reagent B | L57 Powder | R039 | CTK | / | / | Cyanide Test Kit LR | CN | mg/L | 0 | 0.15 | 2 | 0.01 | or | 0% | 1% | CM327 |  |  |  | 0.08 | 0.07 | [13 empty] | 6.8 | 6.7 | 7 |  |  |  | 6.4 | 6.2 | 6.8 | 200 | 190 | 210
| HI3855C-0 | Cyanide Reagent C | L57 Powder | R040 | CTK | / | / | Cyanide Test Kit LR | CN | mg/L | 0 | 0.15 | 2 | 0.01 | or | 0% | 1% | CM327 |  |  |  | 0.08 | 0.07 | [13 empty] | 6.8 | 6.7 | 7 |  |  |  | 6.4 | 6.2 | 6.8 | 95 | 85 | 105
| HI3856-0 | Copper ULR | L57 Powder | R026 | CTK | / | / | Copper Ultra Low Range Test Kit | Cu | mg/L | 0 | 0.25 | 2 | 0.05 | or | 0% | 1% | MR44 |  |  |  | 0.1 | 0.05 |  | 10 | 100 | 5 | DWA | 100 | 2 |  | ROOM |  |  |  |  | 6.4 | 6.2 | 6.7 | [6 empty] | 240 | 225 | 255
| HI3859B-0 | Glycol Reagent B | L57 Powder | R004 | CTK | / | / | Glycol Test Kit | Glycol | mg/L | 30 | 0 | 0 | 0 | / | 0% | 1% |  | 25 | 25 | 25 | 50 | 50 | [22 empty] | 170 | 150 | 190
| HI3859C-0 | Glycol Reagent C | L57 Powder | R005 | CTK | / | / | Glycol Test Kit | Glycol | mg/L | 30 | 0 | 0 | 0 | / | 0% | 1% |  | 25 | 25 | 25 | 50 | 50 | [22 empty] | 200 | 180 | 220
| HI3864A-0 | Phenol Reagent A | L57 Powder | R006 | CTK | / | / | Phenols Test Kit HR | Phenols | mg/L | 0.5 | 5 | 2 | 0.1 | or | 0% | 1% |  | 0.5 | 0.4 | 0.6 | 2.5 | 2.4 | [13 empty] | 11 | 10.9 | 11.2 | 11 | 10.9 | 11.2 |  |  |  | 150 | 140 | 160
| HI3864B-0 | Phenol Reagent B | L57 Powder | R007 | CTK | / | / | Phenols Test Kit HR | Phenols | mg/L | 0.5 | 5 | 2 | 0.1 | or | 0% | 1% |  | 0.5 | 0.4 | 0.6 | 2.5 | 2.4 | [13 empty] | 11 | 10.9 | 11.2 | 11 | 10.9 | 11.2 |  |  |  | 155 | 145 | 165
| HI3873-0 | Nitrite Reagent | L57 Powder | R031 | CTK | / | / | Nitrite Test Kit | NO2 | mg/L | 0 | 1 | 1 | 0.2 | or | 0% | 1% | MR102 |  |  |  | 0.2 | 0 |  | 10 | 100 | 5 | DWA | 250 | 1 |  | ROOM |  |  |  |  | 3 | 2.9 | 3.1 | [6 empty] | 270 | 260 | 280
| HI3874-0 | Nitrate Reagent | L57 Powder | R045 | CTK | / | / | Nitrate Test Kit | N-NO3 | mg/L | 0 | 50 | 0 | 10 | or | 0% | 1% | MR101 |  |  |  | 20 | 10 |  |  |  |  | DWA | 100 | 3 |  | ROOM |  |  |  |  | 2.7 | 2.5 | 3 | [6 empty] | 180 | 165 | 195
| HI3895K-0 | Potassium Reagent | L57 Powder | R008 | CTK | / | / | Potassium Test | Potassium | mg/L | 0 | 0 | 1 | 0 | / | 0% | 1% | MR30 | 16 | 16 | 16 | 36 | 36 | [13 empty] | 11.7 | 11.5 | 11.8 | [6 empty] | 105 | 95 | 115
| HI3895K-0 | Potassium Reagent | L57 Powder | R008 | CTK | / | / | Potassium Test | K | mg/L | 0 | 0 | 1 | 0 | / | 0% | 1% | MR30 | 16 | 16 | 16 | 36 | 36 | [13 empty] | 11.7 | 11.5 | 11.8 | [6 empty] | 105 | 95 | 115
| HI3895N-0 | Nitrogen Reagent | L57 Powder | R009 | CTK | / | / | Nitrogen Test | N-NO3 | mg/L | 0 | 0 | 1 | 0 | / | 0% | 1% | MR101 | 1.6 | 1.6 | 1.6 | 3.2 | 3.2 | [5 empty] | 100 | 5 |  | ROOM |  |  |  |  | 1.9 | 1.8 | 2.1 | [6 empty] | 290 | 270 | 310
| HI3895P-0 | Phosphorus Reagent | L57 Powder | R029 | CTK | / | / | Phosphorus Test | P | mg/L | 0 | 8 | 2 | 0.1 | Or | 0% | 100% | MR104 | 0.23 | 0.13 | 0.33 | 0.7 | 0.6 |  |  |  |  | DWA | 250 | 3 |  | ROOM |  |  |  |  | 1.5 | 1.2 | 1.6 | [6 empty] | 80 | 65 | 95
| HI3895P-0 | Phosphorus Reagent | L57 Powder | R029 | CTK | / | / | Phosphorus Test | P-PO4 | mg/L | 0 | 8 | 2 | 0.1 | Or | 0% | 100% | MR104 | 0.23 | 0.13 | 0.33 | 0.7 | 0.6 |  |  |  |  | DWA | 250 | 3 |  | ROOM |  |  |  |  | 1.5 | 1.2 | 1.6 | [6 empty] | 80 | 65 | 95
| HI3895PH-0 | pH Reagent | L57 Powder | R010 | CTK | / | / | pH Test | pH | pH | 4 | 9 | 0 | 0 | / | 0% | / | pH 4 - 6 - 8 | 4 | 4 | 4 | 6 | 6 | [13 empty] | 8.6 | 8.5 | 8.8 | [6 empty] | 305 | 290 | 320
| HI3896K-0 | Potassium Reagent | L57 Powder | R008 | CTK | / | / | Potassium Test | K | mg/L | 0 | 72 | 0 | 0 | / | 0% | 1% | MR30 | 16 | 16 | 16 | 36 | 36 | [13 empty] | 11.7 | 11.5 | 11.8 | [6 empty] | 105 | 95 | 115
| HI3896N-0 | Nitrogen Reagent | L57 Powder | R009 | CTK | / | / | Nitrogen Test | N | mg/L | 0 | 7 | 1 | 0.1 | Or | 0% | 100% | MR101 | 0.7 | 0.6 | 0.8 | 3.2 | 3.1 |  |  |  |  | DWA | 100 | 3 |  | ROOM |  |  |  |  | 1.9 | 1.8 | 2.1 | [6 empty] | 290 | 270 | 310
| HI3896N-0 | Nitrogen Reagent | L57 Powder | R009 | CTK | / | / | Nitrogen Test | N-NO3 | mg/L | 0 | 7 | 1 | 0.1 | Or | 0% | 100% | MR101 | 0.7 | 0.6 | 0.8 | 3.2 | 3.1 |  |  |  |  | DWA | 100 | 3 |  | ROOM |  |  |  |  | 1.9 | 1.8 | 2.1 | [6 empty] | 290 | 270 | 310
| HI3896P-0 | Phosphorus Reagent | L57 Powder | R029 | CTK | / | / | Phosphorus Test | P | mg/L | 0 | 8 | 2 | 0.1 | Or | 0% | 100% | MR104 | 0.23 | 0.13 | 0.33 | 0.7 | 0.6 |  |  |  |  | DWA | 250 | 3 |  | ROOM |  |  |  |  | 1.5 | 1.2 | 1.6 | [6 empty] | 80 | 65 | 95
| HI4000-47-4 | pH 4 Buffer with Chloride Ion Background | L57 Powder | R011 | [6 empty] | 0 | 0 | 0 | 0 |  | %% | 1% | [5 empty] | 0
| HI4000-47-7 | pH 7 Buffer with Chloride Ion Background | L57 Powder | R012 | [6 empty] | 0 | 0 | 0 | 0 |  | %% | 1% | [5 empty] | 0
| HI700A-0 | Ammonia Low Range Reagent A | L56 CTK | B134 | colorimetric | HI700 | / | Ammonia Low Range | N-NH4 | mg/L | 0 | 3 | 2 | 0.05 | & | 0.05% | 1% | MR09 | 0 | 0 | 0.05 | 0.6 | 0.52 |  |  |  |  | DWA + 3 DROPS Sulphuric Reagent | 500 | 2 |  | ROOM |  |  |  |  | 12.3 | 12 | 12.6 | 13 | 12.8 | 13.3 |  |  |  | / | / | /
| HI700B-0 | Ammonia Low Range Reagent B | L56 CTK | B135 | colorimetric | HI700 | / | Ammonia Low Range | N-NH4 | mg/L | 0 | 3 | 2 | 0.05 | & | 0.05% | 1% | MR09 | 0 | 0 | 0.05 | 0.6 | 0.52 |  |  |  |  | DWA + 3 DROPS Sulphuric Reagent | 500 | 2 |  | ROOM |  |  |  |  | 12.3 | 12 | 12.6 | 13 | 12.8 | 13.3 |  |  |  | / | / | /
| HI701-0 | Free Chlorine Reagent | L57 Powder | R025 | colorimetric | HI701 | / | Free Chlorine | Cl2 | mg/L | 0 | 2.5 | 2 | 0.03 | & | 0.03% | 1% | MR67 | 0 | 0 | 0.03 | 0.5 | 0.46 |  |  |  |  | DWA | 250 | 1 |  | ROOM |  |  |  |  | 6 | 5.7 | 6.3 | [6 empty] | 120 | 110 | 130
| HI7014-0 | Free Chlorine Reagent | L57 Powder | R025 | colorimetric | HI7014 | / | Free Chlorine | Cl2 | mg/L | 0 | 2.5 | 2 | 0.03 | & | 0.03% | 1% | MR67 | 0 | 0 | 0.03 | 0.5 | 0.46 |  |  |  |  | DWA | 250 | 1 |  | ROOM |  |  |  |  | 6 | 5.7 | 6.3 | [6 empty] | 120 | 110 | 130
| HI702-0 | Copper High Range Reagent | L57 Powder | R026 | colorimetric | HI702 | / | Copper High Range (Cu) | Cu | mg/L | 0 | 5 | 2 | 0.05 | & | 0.05% | 1% | MR44 | 0 | 0 | 0.05 | 1 | 0.9 |  |  |  |  | DWA | 500 | 2 |  | ROOM |  |  |  |  | 6.4 | 6.2 | 6.7 | [6 empty] | 270 | 250 | 290
| HI7024-0 | Copper High Range Reagent | L57 Powder | R026 | colorimetric | HI7024 | / | Copper High Range (Cu) | Cu | mg/L | 0 | 5 | 2 | 0.05 | & | 0.05% | 1% | MR44 | 0 | 0 | 0.05 | 1 | 0.9 |  |  |  |  | DWA | 500 | 2 |  | ROOM |  |  |  |  | 6.4 | 6.2 | 6.7 | [6 empty] | 270 | 250 | 290
| HI70404-0 | Potassium Iodide | L57 Powder | R024 | CTK | / | / | / | / |  | 0 | 0 | 0 | 0 | / | 0% | / | [19 empty] | 7 | 6.8 | 7.2 | [6 empty] | 270 | 260 | 280
| HI70430A | PCA Reagent A | L84 | C137 | colorimetric | HI83399 | HI801 | Free Chlorine (liquid) | Cl2 | mg/L | 0 | 5 | 2 | 0.03 | & | 0.03% | 1% | MR67 | 0 | 0 | 0.03 | 0.5 | 0.46 |  |  |  |  | DWA | 250 | 1 |  | ROOM |  |  |  |  | 0.2 | 0 | 0.4 | 6 | 5.7 | 6.3 |  |  |  | / | / | /
| HI70430B | PCA Reagent B | L84 | C138 | colorimetric | HI83399 | HI801 | Free Chlorine (liquid) | Cl2 | mg/L | 0 | 5 | 2 | 0.03 | & | 0.03% | 1% | MR67 | 0 | 0 | 0.03 | 0.5 | 0.46 |  |  |  |  | DWA | 250 | 1 |  | ROOM |  |  |  |  | 0.2 | 0 | 0.4 | 6 | 5.7 | 6.3 |  |  |  | / | / | /
| HI70430C | PCA Reagent C | L84 | C138 | colorimetric | HI83399 | HI801 | Free Chlorine (liquid) | Cl2 | mg/L | 0 | 5 | 2 | 0.03 | & | 0.03% | 1% | MR67 | 0 | 0 | 0.03 | 0.5 | 0.46 |  |  |  |  | DWA | 250 | 1 |  | ROOM |  |  |  |  | 0.2 | 0 | 0.4 | 6 | 5.7 | 6.3 |  |  |  | / | / | /
| HI70452-0 | Free and Total Chlorine DPD Reagent | L57 Powder | R020 | CTK | / | / | Free Chlorine | Cl2 |  | 0 | 0 | 1 | 0 | / | 0% | 1% | MR67 | 0 | 0 | 0 | 0.5 | 0.5 |  |  |  |  | DWA | 250 | 1 |  | ROOM |  |  |  |  | 6 | 5.7 | 6.3 | [6 empty] | 660 | 620 | 700
| HI705A-0 | Silica Reagent A | L56 CTK | B145 | colorimetric | HI705 | / | Silica (SiO2) | SiO2 | mg/L | 0 | 2 | 2 | 0.03 | & | 0.05% | 1% | MR45 | 0 | 0 | 0.03 | 0.4 | 0.35 |  |  |  |  | DW Silica Free | 500 | 1 |  | ROOM |  |  |  |  | 0.6 | 0.4 | 0.8 | 2.4 | 2.3 | 2.6 | 1.4 | 1.2 | 1.6 | / | / | /
| HI705B-0 | Silica Reagent B | L57 Powder | R014 | colorimetric | HI705 | / | Silica (SiO2) | SiO2 | mg/L | 0 | 2 | 2 | 0.03 | & | 0.05% | 1% | MR45 | 0 | 0 | 0.03 | 0.4 | 0.35 |  |  |  |  | DW Silica Free | 500 | 1 |  | ROOM |  |  |  |  | 0.6 | 0.4 | 0.8 | 2.4 | 2.3 | 2.6 | 1.4 | 1.2 | 1.6 | 60 | 50 | 70
| HI705C-0 | Silica Reagent C | L57 Powder | R030 | colorimetric | HI705 | / | Silica (SiO2) | SiO2 | mg/L | 0 | 2 | 2 | 0.03 | & | 0.05% | 1% | MR45 | 0 | 0 | 0.03 | 0.4 | 0.35 |  |  |  |  | DW Silica free | 500 | 1 |  | ROOM |  |  |  |  | 0.6 | 0.4 | 0.8 | 2.4 | 2.3 | 2.6 | 1.4 | 1.2 | 1.6 | 85 | 75 | 95
| HI706AS | Phosphorus High Range Reagent A | L56 CTK | B146 | colorimetric | HI706 | / | Phosphorus High Range (P) | P-PO4 | mg/L | 0 | 15 | 1 | 0.3 | & | 0.05% | 1% | MR104 | 0 | 0 | 0.3 | 3.1 | 2.6 |  |  |  |  | DWA | 500 | 3 |  | ROOM |  |  |  |  | 0.6 | 0.4 | 0.8 | 1.4 | 1.2 | 1.6 |  |  |  | / | / | /
| HI706B-0 | Phosphorus High Range Reagent B | L57 Powder | R030 | colorimetric | HI706 | / | Phosphorus High Range (P) | P-PO4 | mg/L | 0 | 15 | 1 | 0.3 | & | 0.05% | 1% | MR104 | 0 | 0 | 0.3 | 3.1 | 2.6 |  |  |  |  | DWA | 500 | 3 |  | ROOM |  |  |  |  | 0.6 | 0.4 | 0.8 | 1.4 | 1.2 | 1.6 |  |  |  | 170 | 160 | 180
| HI707-0 | Nitrite Low Range Reagent | L57 Powder | R031 | colorimetric | HI707 | / | Nitrite Low Range(NO2) | N-NO2 | µg/L | 0 | 600 | 0 | 20 | & | 0.05% | 1% | MR102 | 0 | 0 | 20 | 120 | 94 |  |  |  |  | DWA | 500 | 1 |  | ROOM |  |  |  |  | 3 | 2.9 | 3.1 | [6 empty] | 285 | 275 | 295
| HI708-0 | Nitrite High Range Reagent | L57 Powder | R032 | colorimetric | HI708 | / | Nitrite High Range(NO2) | NO2 | mg/L | 0 | 150 | 0 | 3 | & | 0.05% | 1% | MR102 | 0 | 0 | 3 | 30 | 26 |  |  |  |  | DWA | 250 | 5 |  | ROOM |  |  |  |  | 1.5 | 1.3 | 1.7 | [6 empty] | 325 | 300 | 350
| HI709A-0 | Manganese High Range Reagent A | L57 Powder | R033 | colorimetric | HI709 | / | Manganese High Range (Mn) | Mn | mg/L | 0 | 20 | 1 | 0.2 | & | 0.05% | 1% | MR37 | 0 | 0 | 0.2 | 4 | 3.6 |  |  |  |  | DWA | 250 | 5 |  | ROOM |  |  |  |  | 5.7 | 5 | 6.6 | 5.7 | 5 | 6.6 |  |  |  | 150 | 140 | 160
| HI709B-0 | Manganese High Range Reagent B | L57 Powder | R034 | colorimetric | HI709 | / | Manganese High Range (Mn) | Mn | mg/L | 0 | 20 | 1 | 0.2 | & | 0.05% | 1% | MR37 | 0 | 0 | 0.2 | 4 | 3.6 |  |  |  |  | DWA | 250 | 5 |  | ROOM |  |  |  |  | 5.7 | 5 | 6.6 | 5.7 | 5 | 6.6 |  |  |  | 105 | 95 | 115
| HI711-0 | Total Chlorine Reagent | L57 Powder | R035 | colorimetric | HI711 | / | Total Chlorine | Cl2 | mg/L | 0 | 3.5 | 2 | 0.03 | & | 0.03% | 1% | MR67 | 0 | 0 | 0.03 | 0.5 | 0.46 |  |  |  |  | DWA | 250 | 1 |  | ROOM |  |  |  |  | 6 | 5.7 | 6.3 | [6 empty] | 150 | 135 | 165
| HI713-0 | Phosphate Reagent | L57 Powder | R029 | colorimetric | HI713 | / | Phosphate Low Range(PO4) | PO4 | mg/L | 0 | 2.5 | 2 | 0.04 | & | 0.04% | 1% | MR104 | 0 | 0 | 0.04 | 0.5 | 0.44 |  |  |  |  | DWA | 500 | 3 |  | ROOM |  |  |  |  | 1.5 | 1.2 | 1.6 | [6 empty] | 180 | 165 | 195
| HI7134-0 | Phosphate Low Range Reagent | L57 Powder | R029 | colorimetric | HI7134 | / | Phosphate Low Range(PO4) | PO4 | mg/L | 0 | 2.5 | 2 | 0.04 | & | 0.04% | 1% | MR104 | 0 | 0 | 0.04 | 0.5 | 0.44 |  |  |  |  | DWA | 500 | 3 |  | ROOM |  |  |  |  | 1.5 | 1.2 | 1.6 | [6 empty] | 180 | 165 | 195
| HI715A-0 | Ammonia Mid-range Reagent A | L56 CTK | B134 | colorimetric | HI715 | / | Ammonia Medium Range | N-NH4 | mg/L | 0 | 9.99 | 2 | 0.05 | & | 0.05% | 1% | MR09 | 0 | 0 | 0.05 | 2.4 | 2.23 |  |  |  |  | DWA + 3 DROPS Sulphuric Reagent | 500 | 2 |  | ROOM |  |  |  |  | 12.3 | 12 | 12.6 | 13 | 12.8 | 13.3 |  |  |  | / | / | /
| HI715B-0 | Nessler Reagent | L56 CTK | B135 | colorimetric | HI715 | / | Ammonia Medium Range | N-NH4 | mg/L | 0 | 9.99 | 2 | 0.05 | & | 0.05% | 1% | MR09 | 0 | 0 | 0.05 | 2.4 | 2.23 |  |  |  |  | DWA + 3 DROPS Sulphuric Reagent | 500 | 2 |  | ROOM |  |  |  |  | 12.3 | 12 | 12.6 | 13 | 12.8 | 13.3 |  |  |  | / | / | /
| HI716-0 | Bromine Reagent | L57 Powder | R035 | colorimetric | HI716 | / | Bromine | Br2 | mg/L | 0 | 8 | 2 | 0.08 | & | 0.05% | 1% | MR67 | 0 | 0 | 0.08 | 1.6 | 1.44 |  |  |  |  | DWA | 250 | 1 |  | ROOM |  |  |  |  | 6.1 | 5.7 | 6.3 | [6 empty] | 150 | 135 | 165
| HI717AS | Phosphate HR Reagent A | L56 CTK | B146 | colorimetric | HI717 | / | Phosphate High Range(PO4) | PO4 | mg/L | 0 | 30 | 1 | 1 | & | 0.05% | 1% | MR104 | 0 | 0 | 1 | 6 | 4.7 |  |  |  |  | DWA | 500 | 5 |  | ROOM |  |  |  |  | 0.6 | 0.4 | 0.8 | 1.4 | 1.2 | 1.6 |  |  |  | / | / | /
| HI717B-0 | Phosphate HR Reagent B | L57 Powder | R030 | colorimetric | HI717 | / | Phosphate High Range(PO4) | PO4 | mg/L | 0 | 30 | 1 | 1 | & | 0.05% | 1% | MR104 | 0 | 0 | 1 | 6 | 4.7 |  |  |  |  | DWA | 500 | 5 |  | ROOM |  |  |  |  | 0.6 | 0.4 | 0.8 | 1.4 | 1.2 | 1.6 |  |  |  | 170 | 160 | 180
| HI718-0 | Iodine Reagent | L57 Powder | R035 | colorimetric | HI718 | / | Iodine | I2 | mg/L | 0 | 12.5 | 1 | 0.1 | & | 0.05% | 1% | MR67 | 0 | 0 | 0.1 | 2.5 | 2.3 |  |  |  |  | DWA | 250 | 1 |  | ROOM |  |  |  |  | 6.1 | 5.7 | 6.3 | [6 empty] | 150 | 135 | 165
| HI719A-0 | Magnesium Hardness Reagent A | L56 CTK | B149 | colorimetric | HI719 | / | Magnesium and Total Hardness Reagents | CaCO3 | mg/L | 0 | 2 | 2 | 0.2 | & | 0.05% | 1% | MR108 | 0 | 0 | 2 | 0.8 | 0.6 |  | 10 | 100 | 5 | DWA | 500 | 5 |  | ROOM
| HI719B-0 | Magnesium Hardness Reagent B | L56 CTK | B150 | colorimetric | HI719 | / | Magnesium and Total Hardness Reagents | CaCO3 | mg/L | 0 | 2 | 2 | 0.2 | & | 0.05% | 1% | MR108 | 0 | 0 | 0.2 | 0.8 | 0.6 |  | 10 | 100 | 5 | DWA | 500 | 5 |  | ROOM
| HI719C-0 | Magnesium Hardness Reagent C | L56 CTK | B151 | colorimetric | HI719 | / | Magnesium and Total Hardness Reagents | CaCO3 | mg/L | 0 | 2 | 2 | 0.2 | & | 0.05% | 1% | MR108 | 0 | 0 | 0.2 | 0.8 | 0.6 |  | 10 | 100 | 5 | DWA | 500 | 5 |  | ROOM
| HI719D-0 | Magnesium Hardness Reagent D | L56 CTK | B152 | colorimetric | HI719 | / | Magnesium and Total Hardness Reagents | CaCO3 | mg/L | 0 | 2 | 2 | 0.2 | & | 0.05% | 1% | MR108 | 0 | 0 | 0.2 | 0.8 | 0.6 |  | 10 | 100 | 5 | DWA | 500 | 5 |  | ROOM
| HI720A-0 | Calcium Hardness Reagent A | L56 CTK | B149 | colorimetric | HI720 | / | Calcium Hardness Reagents | CaCO3 | mg/L | 0 | 2.7 | 2 | 0.2 | & | 0.05% | 1% | MR20 | 0 | 0.75 | 1.25 | 1 | 1.7 |  |  |  |  | DWA | 1000 | 5 |  | ROOM
| HI720B-0 | Calcium Hardness Reagent B | L56 CTK | B150 | colorimetric | HI720 | / | Calcium Hardness Reagents | CaCO3 | mg/L | 0 | 2.7 | 2 | 0.2 | & | 0.05% | 1% | MR20 | 0 | 0.75 | 1.25 | 1 | 1.7 |  |  |  |  | DWA | 1000 | 5 |  | ROOM
| HI720C-0 | Calcium Hardness Reagent C | L56 CTK | B152 | colorimetric | HI720 | / | Calcium Hardness Reagents | CaCO3 | mg/L | 0 | 2.7 | 2 | 0.2 | & | 0.05% | 1% | MR20 | 0 | 0.75 | 1.25 | 1 | 1.7 |  |  |  |  | DWA | 1000 | 5 |  | ROOM
| HI721-0 | Iron High Range Reagent | L57 Powder | R041 | colorimetric | HI721 | / | Iron High Range (Fe) | Fe | mg/L | 0 | 5 | 2 | 0.04 | & | 0.02% | 1% | MR33 | 0 | 0 | 0.04 | 1 | 0.94 |  |  |  |  | DWA | 250 | 2 |  | ROOM |  |  |  |  | 5.2 | 4 | 6.5 | [6 empty] | 175 | 160 | 190
| HI7214-0 | Iron High Range Reagent for Swimming Pools | L57 Powder | R041 | colorimetric | HI7214 | / | Iron High Range (Fe) | Fe | mg/L | 0 | 5 | 2 | 0.04 | & | 0.02% | 1% | MR33 | 0 | 0 | 0.04 | 1 | 0.94 |  |  |  |  | DWA | 250 | 2 |  | ROOM |  |  |  |  | 5.2 | 4 | 6.5 | [6 empty] | 175 | 160 | 190
| HI723-0 | Chromium VI High Range Reagent | L57 Powder | R043 | colorimetric | HI723 | / | Chromium VI High Range (Cr) | Cr VI | µg/L | 0 | 999 | 0 | 5 | & | 0.04% | 1% | MR43 | 0 | 0 | 5 | 200 | 187 |  | 10 | 100 | 15 | DWA | 250 | 2 |  | ROOM |  |  |  |  | 1.3 | 1.1 | 1.6 | [6 empty] | 150 | 140 | 160
| HI726-0 | Nickel High Range Reagent | L57 Powder | R044 | colorimetric | HI726 | / | Nickel High Range(Ni) | Ni | g/L | 0 | 7 | 2 | 0.1 | & | 0.05% | 1% | MR26/S | 0 | 0 | 0.1 | 1.4 | 1.23 | 300 |  |  |  | DWA | 250 | 5 |  | ROOM |  |  |  |  | 10.9 | 10.7 | 11.1 | [6 empty] | 750 | 720 | 780
| HI729S | Fluoride Low Range Reagent | L56 CTK | B153 | colorimetric | HI729 | / | Fluoride Low Range | F | mg/L | 0 | 2 | 2 | 0.1 | & | 0.05% | 1% | MR18 | 0 | 0 | 0.1 | 0.4 | 0.29 |  |  |  |  | DWA | 500 | 3 |  | ROOM |  |  |  |  | 0 | 0 | 0.2 | [6 empty] | / | / | /
| HI733A-0 | Ammonia High Range Reagent A | L56 CTK | B135 | colorimetric | HI733 | / | Ammonia High Range | NH4 | mg/L | 0 | 99.9 | 1 | 1 | & | 0.05% | 1% | MR09 | 0 | 0 | 1 | 20 | 18 |  |  |  |  | DWA + 3 DROPS Sulphuric Reagent | 100 | 3 |  | ROOM |  |  |  |  | 12.3 | 12 | 12.6 | 13 | 12.8 | 13.3 |  |  |  | / | / | /
| HI733B-0 | Ammonia High Range Reagent B | L56 CTK | B154 | colorimetric | HI733 | / | Ammonia High Range | NH4 | mg/L | 0 | 99.9 | 1 | 1 | & | 0.05% | 1% | MR09 | 0 | 0 | 1 | 20 | 18 |  |  |  |  | DWA + 3 DROPS Sulphuric Reagent | 100 | 3 |  | ROOM |  |  |  |  | 12.3 | 12 | 12.6 | 13 | 12.8 | 13.3 |  |  |  | / | / | /
| HI735A-0 | Total Hardness Low Range Reagent A | L56 CTK | B206 | colorimetric | HI735 | / | Total Hardness ISM as CaCO3 | CaCO3 | mg/L | 0 | 350 | 0 | 3 | & | 0.03% | 1% | MR20 | 0 | 0 | 3 | 15 | 11 |  |  |  |  | DWA | 100 | 5 |  | ROOM | [7 empty] | 11.3 | 11.1 | 11.5 | 11.3 | 11.1 | 11.5 | / | / | /
| HI735B-0 | Total Hardness Low Range Reagent B | L56 CTK | B159 | colorimetric | HI735 | / | Total Hardness ISM as CaCO3 | CaCO3 | mg/L | 0 | 350 | 0 | 3 | & | 0.03% | 1% | MR20 | 0 | 0 | 3 | 15 | 12 |  |  |  |  | DWA | 100 | 5 |  | ROOM | [7 empty] | 11.3 | 11.1 | 11.5 | 11.3 | 11.1 | 11.5 | / | / | /
| HI735C-0 | Total Hardness Low Range Reagent C | L57 Powder | R050 | colorimetric | HI735 | / | Hardness ISM MR as CaCO3 | CaCO3 | mg/L | 0 | 350 | 0 | 3 | & | 0.03% | 1% | MR20 | 0 | 0 | 3 | 15 | 12 |  |  |  |  | DWA | 100 | 5 |  | ROOM | [7 empty] | 11.3 | 11.1 | 11.5 | 11.3 | 11.1 | 11.5 | 150 | 140 | 160
| HI735IND-0 | Total Hardness Low Range Indicator Reagent | L56 CTK | B197 | colorimetric | HI735 | / | Total Hardness ISM as CaCO3 | CaCO3 | mg/L | 0 | 350 | 0 | 3 | & | 0.03% | 1% | MR20 | 0 | 0 | 3 | 15 | 12 |  |  |  |  | DWA | 100 | 5 |  | ROOM | [7 empty] | 11.3 | 11.1 | 11.5 | 11.3 | 11.1 | 11.5 | / | / | /
| HI736-0 | Phosphorus Ultra Low Range Reagent | L57 Powder | R071 | colorimetric | HI736 | / | Phosphorus(P) | P-PO4 | µg/L | 0 | 200 | 0 | 5 | & | 0.05% | 1% | MR104 | 0 | 0 | 5 | 40 | 33 |  | 10 | 100 | 15 | DWA | 500 | 1 |  | ROOM |  |  |  |  | 1.5 | 1.2 | 1.6 | [6 empty] | 180 | 165 | 195
| HI739AS | Fluoride HR Reagent A | L56 CTK | B167 | colorimetric | HI739 | / | Fluoride High Range | F | mg/L | 0 | 20 | 1 | 0.5 | & | 0.05% | 1% | MR18 | 0 | 0 | 0.5 | 4 | 3.3 |  |  |  |  | DWA | 500 | 3 |  | ROOM |  |  |  |  | 0 | 0 | 0 | 6.6 | 6.4 | 6.8 |  |  |  | / | / | /
| HI739BS | Fluoride HR Reagent B | L56 CTK | B168 | colorimetric | HI739 | / | Fluoride High Range | F | mg/L | 0 | 20 | 1 | 0.5 | & | 0.05% | 1% | MR18 | 0 | 0 | 0.5 | 4 | 3.3 |  |  |  |  | DWA | 500 | 3 |  | ROOM |  |  |  |  | 0 | 0 | 0 | 6.6 | 6.4 | 6.8 |  |  |  | / | / | /
| HI746-0 | Iron Low Range Reagent | L57 Powder | R054 | colorimetric | HI746 | / | Iron Low Range (Fe) | Fe | µg/L | 0 | 999 | 0 | 20 | & | 0.05% | 1% | MR33 | 0 | 0 | 20 | 200 | 170 | [13 empty] | 2.9 | 2.7 | 3.1 | [6 empty] | 260 | 250 | 270
| HI747-0 | Copper Low Range Reagent | L57 Powder | R060 | colorimetric | HI747 | / | Copper Low Range | Cu | µg/L | 0 | 999 | 0 | 10 | & | 0.05% | 1% | MR44 | 0 | 0 | 10 | 200 | 180 |  | 10 | 100 | 5 | DWA | 250 | 2 |  | ROOM |  |  |  |  | 6.5 | 6.2 | 6.8 | [6 empty] | 270 | 260 | 280
| HI749-0 | Chromium VI Low Range Reagent | L57 Powder | R043 | colorimetric | HI749 | / | Chromium VI Low Range (Cr) | Cr VI | µg/L | 0 | 300 | 0 | 3 | & | 0.05% | 1% | MR43 | 0 | 0 | 3 | 60 | 54 |  | 10 | 100 | 15 | DWA | 250 | 2 |  | ROOM |  |  |  |  | 1.3 | 1.1 | 1.6 | [6 empty] | 120 | 110 | 130
| HI753A-0 | Chloride Reagent A | L56 CTK | B175 | colorimetric | HI753 | / | Chloride | Cl | mg/L | 0 | 20 | 1 | 0.5 | & | 0.06% | 1% | MR106 | 0 | 0 | 0.5 | 4 | 3.3 |  |  |  |  | DWA | 250 | 5 |  | ROOM | [7 empty] | 1.5 | 1 | 2
| HI753B-0 | Chloride Reagent A | L56 CTK | B176 | colorimetric | HI753 | / | Chloride | Cl | mg/L | 0 | 20 | 1 | 0.5 | & | 0.06% | 1% | MR106 | 0 | 0 | 0.5 | 4 | 3.3 |  |  |  |  | DWA | 250 | 5 |  | ROOM | [7 empty] | 1.5 | 1 | 2
| HI755S | Alkalinity Reagent | L56 CTK | B104 | colorimetric | HI755 | / | Alkalinity | CaCO3 | mg/L | 0 | 300 | 0 | 5 | & | 0.05% | 1% | MR05 | 0 | 0 | 5 | 50 | 52 | 100 |  |  |  | DWA | 500 | 5 |  | ROOM | [13 empty] | / | / | /
| HI7581 | Calcium Reagent A | L56 CTK | B105 | colorimetric | HI97115 | HI83399 | Calcium(Ca2+) | Ca | mg/L | 200 | 600 | 0 | 6 | & | 0.05% | 1% | MR60 | 300 | 279 | 321 | 400 | 374 |  |  |  |  | SW3 + 1300 ppm Mg (MR100) | 100 | 5 |  | ROOM |  |  |  |  | 9.9 | 9.8 | 10 | 9.9 | 9.8 | 10 |  |  |  | / | / | /
| HI7582 | Calcium Reagent B | L57 Powder | R013 | colorimetric | HI97115 | HI83399 | Calcium(Ca2+) | Ca | mg/L | 200 | 600 | 0 | 6 | & | 0.05% | 1% | MR60 | 300 | 279 | 321 | 400 | 374 |  |  |  |  | SW3 + 1300 ppm Mg (MR100) | 100 | 5 |  | ROOM |  |  |  |  | 9.9 | 9.8 | 10 | 9.9 | 9.8 | 10 |  |  |  | 250 | 235 | 265
| HI761-0 | Total Chlorine Ultra Low Range Reagent | L57 Powder | R061 | colorimetric | HI761 | / | Total Chlorine Ultra Low Range | Cl2 | µg/L | 0 | 500 | 0 | 5 | & | 0.05% | 1% | MR67 | 0 | 0 | 5 | 100 | 90 |  |  |  |  | DWA | 500 | 1 |  | ROOM |  |  |  |  | 6 | 5.7 | 6.3 | [6 empty] | 150 | 135 | 165
| HI762-0 | Free Chlorine ULR Reagent | L57 Powder | R062 | colorimetric | HI762 | / | Free Chlorine Ultra Low Range | Cl2 | µg/L | 0 | 500 | 0 | 20 | & | 0.04% | 1% | MR67 | 0 | 0 | 20 | 100 | 76 |  |  |  |  | DWA | 500 | 1 |  | ROOM |  |  |  |  | 6 | 5.7 | 6.3 | [6 empty] | 120 | 110 | 130
| HI764-0 | Nitrite Ultra Low Range Reagent | L57 Powder | R031 | colorimetric | HI801 | HI764 | Nitrite Low Range(NO2) | N-NO2 | µg/L | 0 | 200 | 0 | 8 | & | 0.04% | 1% | MR102 | 0 | 0 | 10 | 40 | 28 |  | 10 | 100 | 5 | SW2 | 250 | 1 |  | ROOM |  |  |  |  | 3 | 2.9 | 3.1 | [6 empty] | 285 | 275 | 295
| HI767-0 | Marine Nitrite Low Range Reagent | L57 Powder | R031 | colorimetric | HI767 | / | Marine Nitrite Low Range | N-NO2 | µg/L | 0 | 999 | 0 | 10 | & | 0.04% | 1% | MR102 | 0 | 0 | 10 | 200 | 182 |  | 10 | 100 | 5 | SW2 | 250 | 1 |  | ROOM |  |  |  |  | 3 | 2.9 | 3.1 | [6 empty] | 285 | 275 | 295
| HI770A-0 | Silica High Range Reagent A | L57 Powder | R064 | colorimetric | HI770 | / | Silica | SiO2 | mg/L | 0 | 200 | 0 | 2 | & | 0.05% | 1% | MR82 | 0 | 0 | 2 | 40 | 36 |  |  |  |  | DW | 500 | 5 |  | Room |  |  |  |  | 8.2 | 8.1 | 8.4 | 1 | 0.8 | 1.2 | 2.2 | 2 | 2.5 | 120 | 110 | 130
| HI770B-0 | Silica High Range Reagent B | L57 Powder | R065 | colorimetric | HI770 | / | Silica | SiO2 | mg/L | 0 | 200 | 0 | 2 | & | 0.05% | 1% | MR82 | 0 | 0 | 2 | 40 | 36 |  |  |  |  | DW | 500 | 5 |  | ROOM |  |  |  |  | 8.2 | 8.1 | 8.4 | 1 | 0.8 | 1.2 | 2.2 | 2 | 2.5 | 330 | 315 | 345
| HI770C-0 | Silica High Range Reagent C | L57 Powder | R014 | colorimetric | HI770 | / | Silica | SiO2 | mg/L | 0 | 200 | 0 | 2 | & | 0.05% | 1% | MR82 | 0 | 0 | 2 | 40 | 36 |  |  |  |  | DW | 500 | 5 |  | ROOM |  |  |  |  | 8.2 | 8.1 | 8.4 | 1 | 0.8 | 1.2 | 2.2 | 2 | 2.5 | 100 | 90 | 110
| HI771A-0 | Chlorine Ultra High Range Reagent A | L57 Powder | R021 | colorimetric | HI771 | / | Chlorine Ultra High Range | Cl2 | mg/L | 0 | 500 | 0 | 3 | & | 0.05% | 1% | CM133 | 0 | 0 | 3 | 100 | 92 |  |  |  |  | DWA | [8 empty] | 7 | 6.8 | 7.2 | 1.5 | 1.4 | 1.7 |  |  |  | 130 | 115 | 145
| HI771B-0 | Chlorine Ultra High Range Reagent B | L57 Powder | R063 | colorimetric | HI771 | / | Chlorine Ultra High Range | Cl2 | mg/L | 0 | 500 | 0 | 3 | & | 0.05% | 1% | CM133 | 0 | 0 | 3 | 100 | 92 | [13 empty] | 7 | 6.8 | 7.2 | 1.5 | 1.4 | 1.7 |  |  |  | 100 | 90 | 110
| HI772S | Alkalinity Reagent | L56 CTK | B104 | colorimetric | HI97115 | / | Alkalinity | dKH | dKH | 0 | 20 | 1 | 0.3 | & | 0.05% | 1% | MR05 | 0 | 3.8 | 4.8 | 4 | 9.2 | [5 empty] | 500 | [16 empty] | / | / | /
| HI774-0 | Phosphate Ultra Low Range Reagent | L57 Powder | R071 | colorimetric | HI774 | / | Phosphate Ultra Low Range | PO4 | mg/L | 0 | 0.9 | 2 | 0.02 | & | 0.05% | 1% | MR104 | 0 | 0 | 0.02 | 0.18 | 0.15 |  | 10 | 100 | 5 | DWA | 500 | 2 |  | ROOM |  |  |  |  | 1.5 | 1.2 | 1.6 | [6 empty] | 180 | 165 | 195
| HI7754S | Alkalinity Reagent | L56 CTK | B106 | colorimetric | HI97104 | HI801 | Alkalinity | CaCO3 | mg/L | 0 | 500 | 0 | 5 | & | 0.05% | 1% | MR05 | 100 | 90 | 110 | 200 | 185 | 100 |  |  |  | DWA | 500 | [16 empty] | / | / | /
| HI775S | Alkalinity Reagent | L56 CTK | B106 | colorimetric | HI97104 | HI801 | Alkalinity | CaCO3 | mg/L | 0 | 500 | 0 | 5 | & | 0.05% | 1% | MR05 | 100 | 90 | 110 | 200 | 185 | 100 |  |  |  | DWA | 500 | [16 empty] | / | / | /
| HI779-0 | pH Swimming Pool Reagent | L56 CTK | B147 | colorimetric | HI971044 |  | pH | pH | pH | 6.5 | 8.5 | 1 | 0.2 | & | 0% | 1% | CM023/CM022 | 6.8 | 6.6 | 7 | 8 | 7.8
| HI780-0 | pH Marine Reagent | L56 CTK | B147 | colorimetric | HI97115 |  | pH | pH | pH | 6.5 | 8.5 | 1 | 0.2 | & | 0% | 1% | CM023/CM022 | 6.8 | 6.6 | 7 | 8 | 7.8
| HI781A-0 | Marine Nitrate LR Reagent A | L56 CTK | B205 | colorimetric | HI97115 | HI83399 | Nitrate | NO3 | mg/L | 0 | 5 | 2 | 0.25 | & | 0.02% | 1% | MR101 | 0 | 0 | 0.25 | 1.02 | 0.75 |  |  |  |  | SW | 500 | 3 |  | ROOM |  |  |  |  | 11 | 11 | 11.1 |  |  |  | 2 | 1.9 | 2.1 | / | / | /
| HI781B-0 | Marine Nitrate LR Reagent B | L57 Powder | R78 | colorimetric | HI97115 | HI83399 | Nitrate | NO3 | mg/L | 0 | 5 | 2 | 0.25 | & | 0.02% | 1% | MR101 | 0 | 0 | 0.25 | 1.02 | 0.75 |  |  |  |  | SW | 500 | 3 |  | ROOM | [10 empty] | 2 | 1.9 | 2.1 | / | / | /
| HI781C-0 | Marine Nitrate LR Reagent C | L57 Powder | R79 | colorimetric | HI97115 | HI83399 | Nitrate | NO3 | mg/L | 0 | 5 | 2 | 0.25 | & | 0.02% | 1% | MR101 | 0 | 0 | 0.25 | 1.02 | 0.75 |  |  |  |  | SW | 500 | 3 |  | ROOM | [10 empty] | 2 | 1.9 | 2.1 | / | / | /
| HI782-0 | Marine Nitrate High Range Reagent | L57 Powder | R080 | colorimetric | HI97115 | HI83399 | Marine Nitrate High Range | NO3 | mg/L | 0 | 75 | 1 | 2 | & | 0.05% | 1% | MR101 | 0 | 0 | 2 | 15 | 12.3 |  |  |  |  | SW4 | 250 | 3 |  | ROOM | [10 empty] | 1.8 | 1.7 | 1.9 | 206 | 196 | 216
| HI783A-0 | Marine Magnesium Reagent A | L56 CTK | B207 | colorimetric | HI83399 | HI783 | Magnesium | Mg | mg/L | 1000 | 1800 | 0 | 5 | & | 0.05% | 1% | MR100 | 1100 | 1060 | 1140 | 1400 | 1350 |  |  |  |  | SW5 + 400 ppm Ca (MR60) | 100 | 2 | NaOH 1M - STD1:18mL - STD2:19mL - STD3:22mL | ROOM | [7 empty] | 10 | 9.9 | 10.1 |  |  |  | / | / | /
| HI783B-0 | Marine Magnesium Reagent B | L57 Powder | R83 | colorimetric | HI83399 | HI783 | Magnesium | Mg | mg/L | 1000 | 1800 | 0 | 5 | & | 0.05% | 1% | MR100 | 1100 | 1060 | 1140 | 1400 | 1350 |  |  |  |  | SW5 + 400 ppm Ca (MR60) | 100 | 2 | NaOH 1M - STD1:18mL - STD2:19mL - STD3:22mL | ROOM | [7 empty] | 10 | 9.9 | 10.1 |  |  |  | / | / | /
| HI784A-0 | Marine Ammonia Reagent A | L56 CTK | B209 | colorimetric | HI97115 | HI83399 | Ammonia | NH3 | mg/L | 0 | 2.5 | 2 | 0.03 | & | 5% | 80% | MR09 | 0 | 0 | 0.03 | 0.4 | 0.35 |  |  |  |  | SW4 | 500 | 1 |  | ROOM | [7 empty] | 12.1 | 12 | 12.2 |  |  |  | / | / | /
| HI784B-0 | Marine Ammonia Reagent B | L57 Powder | R81 | colorimetric | HI97115 | HI83399 | Ammonia | NH3 | mg/L | 0 | 2.5 | 2 | 0.03 | & | 5% | 80% | MR09 | 0 | 0 | 0.03 | 0.4 | 0.35 |  |  |  |  | SW4 | 500 | 1 |  | ROOM | [7 empty] | 12.1 | 12 | 12.2 |  |  |  | / | / | /
| HI784C-0 | Marine Ammonia Reagent C | L57 Powder | R84 | colorimetric | HI97115 | HI83399 | Ammonia | NH3 | mg/L | 0 | 2.5 | 2 | 0.03 | & | 5% | 80% | MR09 | 0 | 0 | 0.03 | 0.4 | 0.35 |  |  |  |  | SW4 | 500 | 1 |  | ROOM | [7 empty] | 12.1 | 12 | 12.2 |  |  |  | / | / | /
| HI83730A-0 | Peroxide Reagent A (test vial) | L59 COD | D013 | colorimetric | HI83730 | / | ISM peroxide value in edible oils | Oxygen/kg | meq | 0 | 25 | 1 | 0.5 | or | 0% | 1% | MR75 | 0 | 0 | 0.5 | 11 | 10.5 | [22 empty] | 5 | / | /
| HI83730B-0 | Peroxide Reagent B | L57 Powder | R021 | colorimetric | HI83730 | / | Peroxide | Oxygen/kg | meq O2 /kg | 0 | 25 | 1 | 0.5 | or | 0% | 1% | MR75 | 0 | 0 | 0.5 | 11 | 10.5 | [13 empty] | 7 | 6.8 | 7.2 | 1.5 | 1.4 | 1.7 |  |  |  | 100 | 90 | 110
| HI83741A-0 | Iron Reagent A | L57 Powder | R023 | colorimetric | HI83741 | / | Iron | Iron | mg/L | 0 | 15 | 1 | 0.2 | & | 0.05% | 1% | / | 0 | 0 | 0.2 | 0.4 | 0.2 | [13 empty] | 2.7 | 2.6 | 2.9 | [6 empty] | 150 | 135 | 165
| HI83741B-0 | Iron Reagent B | L57 Powder | R022 | colorimetric | HI83741 | / | Iron | Iron | mg/L | 0 | 15 | 1 | 0.2 | & | 0.05% | 1% | / | 0 | 0 | 0.2 | 0.4 | 0.2 | [13 empty] | 2.7 | 2.6 | 2.9 | [6 empty] | 152 | 137 | 167
| HI83742-0 | Wine Solvent | L56 CTK | B111 | CTK | / | / |  | / |  | 0 | 0 | 1 | 0 | / | 0% | 0.6% | [5 empty] | 0 | [22 empty] | / | / | /
| HI83746A-0 | Fehling Solution A | L59 COD | D014 | colorimetric | HI83746 | / | Reducing sugar in wine | Reducing sugar in wine | g/L | 0 | 50 | 2 | 0.5 | & | 0.05% | 1% | MR58+MR59 | 0 | 0 | 0.5 | 10 | 9 | [22 empty] | / | / | /
| HI84100-54-0 | Sulphur Dioxide Stabilizer | L57 Powder | R024 | CTK | / | / | / | / |  | 0 | 0 | 0 | 0 | / | 0% | / | [19 empty] | 7 | 6.8 | 7.2 | [6 empty] | 270 | 260 | 280
| HI84500-62-0 | Sulfur Dioxide Stabilizer Reagent | L57 Powder | R024 | CTK | / | / | / | / |  | 0 | 0 | 0 | 0 | / | 0% | / | [19 empty] | 7 | 6.8 | 7.2 | [6 empty] | 270 | 260 | 280
| HI93700A-0 | Ammonia Low Range Reagent A | L56 CTK | B134 | colorimetric | HI801 | HI83399 | Ammonia Low Range | N-NH3 | mg/L | 0 | 3 | 2 | 0.04 | & | 0.04% | 1% | MR09 | 0 | 0 | 0.04 | 0.6 | 0.54 |  |  |  |  | DWA + 3 DROPS Sulphuric Reagent | 500 | 2 |  | ROOM |  |  |  |  | 12.3 | 12 | 12.6 | 13 | 12.8 | 13.3 |  |  |  | / | / | /
| HI93700B-0 | Ammonia Low Range Reagent B | L56 CTK | B135 | colorimetric | HI801 | HI83399 | Ammonia Low Range | N-NH3 | mg/L | 0 | 3 | 2 | 0.04 | & | 0.04% | 1% | MR09 | 0 | 0 | 0.04 | 0.6 | 0.54 |  |  |  |  | DWA + 3 DROPS Sulphuric Reagent | 500 | 2 |  | ROOM |  |  |  |  | 12.3 | 12 | 12.6 | 13 | 12.8 | 13.3 |  |  |  | / | / | /
| HI93701-0 | Free Chlorine Reagent | L57 Powder | R025 | colorimetric | HI801 | HI83399 | Free Chlorine | Cl2 | mg/L | 0 | 5 | 2 | 0.03 | & | 3% | 100% | MR67 | 0 | 0 | 0.03 | 1 | 0.94 |  |  |  |  | DWA | 250 | 1 |  | ROOM |  |  |  |  | 6 | 5.7 | 6.3 | [6 empty] | 120 | 110 | 130 | TRUE
| HI93701A-F | Free Chlorine Reagent A | L56 CTK | B136 | colorimetric | HI801 | HI83399 | Free Chlorine (liquid) | Cl2 | mg/L | 0 | 5 | 2 | 0.03 | & | 0.03% | 1% | MR67 | 0 | 0 | 0.03 | 0.5 | 0.46 |  |  |  |  | DWA | 250 | 1 |  | ROOM |  |  |  |  | 0.2 | 0 | 0.4 | 6 | 5.7 | 6.3 |  |  |  | / | / | /
| HI93701A-T | Total Chlorine Reagent A | L56 CTK | B136 | colorimetric | HI801 | HI83399 | Total Chlorine (liquid) | Cl2 | mg/L | 0 | 5 | 2 | 0.03 | & | 0.03% | 1% | MR67 | 0 | 0 | 0.03 | 0.5 | 0.46 |  |  |  |  | DWA | 250 | 1 |  | ROOM |  |  |  |  | 0.2 | 0 | 0.4 | 6 | 5.7 | 6.3 |  |  |  | / | / | /
| HI93701B-F | Free Chlorine Reagent B | L56 CTK | B137 | colorimetric | HI801 | HI83399 | Free Chlorine (liquid) | Cl2 | mg/L | 0 | 5 | 2 | 0.03 | & | 0.03% | 1% | MR67 | 0 | 0 | 0.03 | 0.5 | 0.46 |  |  |  |  | DWA | 250 | 1 |  | ROOM |  |  |  |  | 0.2 | 0 | 0.4 | 6 | 5.7 | 6.3 |  |  |  | / | / | /
| HI93701B-T | Total Chlorine Reagent B | L56 CTK | B137 | colorimetric | HI801 | HI83399 | Total Chlorine (liquid) | Cl2 | mg/L | 0 | 5 | 2 | 0.03 | & | 0.03% | 1% | MR67 | 0 | 0 | 0.03 | 0.5 | 0.46 |  |  |  |  | DWA | 250 | 1 |  | ROOM |  |  |  |  | 0.2 | 0 | 0.4 | 6 | 5.7 | 6.3 |  |  |  | / | / | /
| HI93701C-T | Total Chlorine Reagent C | L56 CTK | B138 | colorimetric | HI801 | HI83399 | Total Chlorine (liquid) | Cl2 | mg/L | 0 | 5 | 2 | 0.03 | & | 0.03% | 1% | MR67 | 0 | 0 | 0.03 | 0.5 | 0.46 |  |  |  |  | DWA | 250 | 1 |  | ROOM |  |  |  |  | 0.2 | 0 | 0.4 | 6 | 5.7 | 6.3 |  |  |  | / | / | /
| HI93702-0 | Copper High Range Reagent | L57 Powder | R026 | colorimetric | HI801 | HI83399 | Copper High Range (Cu) | Cu | mg/L | 0 | 5 | 2 | 0.02 | & | 0.04% | 1% | MR44 | 0 | 0 | 0.02 | 1 | 0.94 |  |  |  |  | DWA | 500 | 2 |  | ROOM |  |  |  |  | 6.4 | 6.2 | 6.7 | [6 empty] | 270 | 250 | 290
| HI93702T-0 | Total Copper Reagent | L57 Powder | R027 | colorimetric | HI801 | HI83399 | Copper High Range (Cu) | Cu | mg/L | 0 | 5 | 2 | 0.02 | & | 0.04% | 1% | / | 0 | 0 | 0.02 | 1 | 0.94 | [22 empty] | 105 | 95 | 115
| HI93703-52-0 | Glycine Powder | L57 Powder | R028 | colorimetric | HI801 | HI83399 | Ozone | Ozone | mg/L | 0 | 2 | 2 | 0.02 | & | 0.03% | 1% |  | 0 | 0 | 0.02 | 2 | 1.92 | [22 empty] | 125 | 115 | 135
| HI93704-0 | Hydrazine Reagent | L56 CTK | B144 | colorimetric | HI801 | HI83399 | Hydrazine | Hydrazine | µg/L | 0 | 400 | 0 | 3 | & | 0.03% | 1% | MR56 | 0 | 0 | 3 | 80 | 94 | [22 empty] | / | / | /
| HI93705A-0 | Silica Reagent A | L56 CTK | B145 | colorimetric | HI801 | HI83399 | Silica (SiO2) | SiO2 | mg/L | 0 | 2 | 2 | 0.03 | & | 0.03% | 1% | MR45 | 0 | 0 | 0.03 | 0.4 | 0.36 |  |  |  |  | DWA Silica Free | 500 | 1 |  | ROOM |  |  |  |  | 0.6 | 0.4 | 0.8 | 2.4 | 2.3 | 2.6 | 1.4 | 1.2 | 1.6 | / | / | /
| HI93705B-0 | Silica Reagent B | L57 Powder | R014 | colorimetric | HI801 | HI83399 | Silica (SiO2) | SiO2 | mg/L | 0 | 2 | 2 | 0.03 | & | 0.03% | 1% | MR45 | 0 | 0 | 0.03 | 0.4 | 0.36 |  |  |  |  | DWA Silica Free | 500 | 1 |  | ROOM |  |  |  |  | 0.6 | 0.4 | 0.8 | 2.4 | 2.3 | 2.6 | 1.4 | 1.2 | 1.6 | 60 | 50 | 70
| HI93705C-0 | Silica Reagent C | L57 Powder | R030 | colorimetric | HI801 | HI83399 | Silica (SiO2) | SiO2 | mg/L | 0 | 2 | 2 | 0.03 | & | 0.03% | 1% | MR45 | 0 | 0 | 0.03 | 0.4 | 0.36 |  |  |  |  | DWA Silica Free | 500 | 1 |  | ROOM |  |  |  |  | 0.6 | 0.4 | 0.8 | 2.4 | 2.3 | 2.6 | 1.4 | 1.2 | 1.6 | 85 | 75 | 95
| HI93706A-0 | Phosphorus Reagent A | L56 CTK | B146 | colorimetric | HI801 | HI83399 | Phosphorus | P-PO4 | mg/L | 0 | 15 | 1 | 0.3 | & | 0.04% | 1% | MR104 | 0 | 0 | 0.3 | 3.1 | 2.7 |  |  |  |  | DWA | 500 | 3 |  | ROOM |  |  |  |  | 0.6 | 0.4 | 0.8 | 1.4 | 1.2 | 1.6
| HI93706B-0 | Phosphorus Reagent B | L57 Powder | R030 | colorimetric | HI801 | HI83399 | Phosphorus | P-PO4 | mg/L | 0 | 15 | 1 | 0.3 | & | 0.04% | 1% | MR104 | 0 | 0 | 0.3 | 3.1 | 2.7 |  |  |  |  | DWA | 500 | 3 |  | ROOM |  |  |  |  | 0.6 | 0.4 | 0.8 | 1.4 | 1.2 | 1.6 |  |  |  | 170 | 160 | 180
| HI93707-0 | Nitrite Low Range Reagent | L57 Powder | R031 | colorimetric | HI801 | HI83399 | Nitrite Low Range(NO2) | N-NO2 | µg/L | 0 | 600 | 0 | 20 | & | 0.04% | 1% | MR102 | 0 | 0 | 20 | 120 | 95 |  |  |  |  | DWA | 500 | 1 |  | ROOM |  |  |  |  | 3 | 2.9 | 3.1 | [6 empty] | 285 | 275 | 295
| HI93708-0 | Nitrite High Range Reagent | L57 Powder | R032 | colorimetric | HI801 | HI83399 | Nitrite High Range(NO2) | NO2 | mg/L | 0 | 150 | 0 | 4 | & | 0.04% | 1% | MR102 | 0 | 0 | 4 | 30 | 25 |  |  |  |  | DWA | 250 | 5 |  | ROOM |  |  |  |  | 1.5 | 1.3 | 1.7 | [6 empty] | 325 | 300 | 350
| HI93709A-0 | Manganese HR Reagent A | L57 Powder | R033 | colorimetric | HI801 | HI83399 | Manganese High Range (Mn) | Mn | mg/L | 0 | 20 | 1 | 0.2 | & | 0.03% | 1% | MR37 | 0 | 0 | 0.2 | 4 | 3.7 |  |  |  |  | DWA | 250 | 5 |  | ROOM |  |  |  |  | 5.7 | 5 | 6.6 | 5.7 | 5 | 6.6 |  |  |  | 150 | 140 | 160
| HI93709B-0 | Manganese HR Reagent B | L57 Powder | R034 | colorimetric | HI801 | HI83399 | Manganese High Range (Mn) | Mn | mg/L | 0 | 20 | 1 | 0.2 | & | 0.03% | 1% | MR37 | 0 | 0 | 0.2 | 4 | 3.7 |  |  |  |  | DWA | 250 | 5 |  | ROOM |  |  |  |  | 5.7 | 5 | 6.6 | 5.7 | 5 | 6.6 |  |  |  | 105 | 95 | 115
| HI93710-0 | pH Reagent | L56 CTK | B147 | colorimetric | HI83399 | HI801 | pH | pH | pH | 6.5 | 8.5 | 1 | 0.1 | & | 0% | 1% | HI70456(0.1 N NAOH/HI70463(0.1N HCL) | 6.6 | 6.6 | 7 | 7.5 | 7.3
| HI93711-0 | Total Chlorine Reagent | L57 Powder | R035 | colorimetric | HI801 | HI83399 | Total Chlorine | Cl2 | mg/L | 0 | 5 | 2 | 0.03 | & | 3% | 100% | MR67 | 0 | 0 | 0.03 | 1 | 0.94 |  |  |  |  | DWA | 250 | 1 |  | ROOM |  |  |  |  | 6.1 | 5.7 | 6.3 | [6 empty] | 150 | 135 | 165
| HI93712A-0 | Aluminum Reagent A | L57 Powder | R023 | colorimetric | HI801 | HI83399 | Aluminum(Al) | Al | mg/L | 0 | 1 | 2 | 0.04 | & | 0.04% | 1% | MR41 | 0 | 0 | 0.04 | 0.2 | 0.15 |  |  |  |  | DWA | 1000 | 3 |  | ROOM |  |  |  |  | 2.6 | 2.4 | 2.8 | 3.3 | 3.2 | 3.5 | 3.8 | 3.7 | 4 | 200 | 190 | 210
| HI93712B-0 | Aluminum Reagent B | L57 Powder | R037 | colorimetric | HI801 | HI83399 | Aluminum(Al) | Al | mg/L | 0 | 1 | 2 | 0.04 | & | 0.04% | 1% | MR41 | 0 | 0 | 0.04 | 0.2 | 0.15 |  |  |  |  | DWA | 1000 | 3 |  | ROOM |  |  |  |  | 2.6 | 2.4 | 2.8 | 3.3 | 3.2 | 3.5 | 3.8 | 3.7 | 4 | 500 | 470 | 530
| HI93712C-0 | Aluminum Reagent C | L57 Powder | R038 | colorimetric | HI801 | HI83399 | Aluminum(Al) | Al | mg/L | 0 | 1 | 2 | 0.04 | & | 0.04% | 1% | MR41 | 0 | 0 | 0.04 | 0.2 | 0.15 |  |  |  |  | DWA | 1000 | 3 |  | ROOM |  |  |  |  | 2.6 | 2.4 | 2.8 | 3.3 | 3.2 | 3.5 | 3.8 | 3.7 | 4 | 90 | 80 | 100
| HI93713-0 | Phosphate Low Range Reagent | L57 Powder | R029 | colorimetric | HI801 | HI83399 | Phosphate Low Range(PO4) | PO4 | mg/L | 0 | 2.5 | 2 | 0.04 | & | 0.04% | 1% | MR104 | 0 | 0 | 0.04 | 0.5 | 0.44 |  |  |  |  | DWA | 500 | 3 |  | ROOM |  |  |  |  | 1.5 | 1.2 | 1.6 | [6 empty] | 180 | 165 | 195
| HI93714A-0 | Cyanide Reagent A | L57 Powder | R036 | colorimetric | HI801 | HI83399 | Cyanide(CN) | CN | mg/L | 0 | 0.2 | 3 | 0.005 | & | 0.03% | 1% | CM327 | 0 | 0 | 0.005 | 0.04 | 0.034 | [13 empty] | 6.8 | 6.7 | 7 |  |  |  | 6.4 | 6.2 | 6.8 | 17005 | 16805 | 17205
| HI93714B-0 | Cyanide Reagent B | L57 Powder | R039 | colorimetric | HI801 | HI83399 | Cyanide(CN) | CN | mg/L | 0 | 0.2 | 3 | 0.005 | & | 0.03% | 1% | CM327 | 0 | 0 | 0.005 | 0.04 | 0.034 | [13 empty] | 6.8 | 6.7 | 7 |  |  |  | 6.4 | 6.2 | 6.8 | 200 | 190 | 210
| HI93714C-0 | Cyanide Reagent C | L57 Powder | R040 | colorimetric | HI801 | HI83399 | Cyanide(CN) | CN | mg/L | 0 | 0.2 | 3 | 0.005 | & | 0.03% | 1% | CM327 | 0 | 0 | 0.005 | 0.04 | 0.034 | [13 empty] | 6.8 | 6.7 | 7 |  |  |  | 6.4 | 6.2 | 6.8 | 95 | 85 | 105
| HI93715A-0 | Ammonia Medium Range Reagent A | L56 CTK | B134 | colorimetric | HI801 | HI83399 | Ammonia Medium Range | N-NH4 | mg/L | 0 | 10 | 2 | 0.05 | & | 0.05% | 1% | MR09 | 0 | 0 | 0.05 | 2.4 | 2.23 |  |  |  |  | DWA + 3 DROPS Sulphuric Reagent | 500 | 2 |  | ROOM |  |  |  |  | 12.3 | 12 | 12.6 | 13 | 12.8 | 13.3 |  |  |  | / | / | /
| HI93715B-0 | Ammonia Medium Range Reagent B | L56 CTK | B135 | colorimetric | HI801 | HI83399 | Ammonia Medium Range | N-NH4 | mg/L | 0 | 10 | 2 | 0.05 | & | 0.05% | 1% | MR09 | 0 | 0 | 0.05 | 2.4 | 2.23 |  |  |  |  | DWA + 3 DROPS Sulphuric Reagent | 500 | 2 |  | ROOM |  |  |  |  | 12.3 | 12 | 12.6 | 13 | 12.8 | 13.3 |  |  |  | / | / | /
| HI93716-0 | Bromine Reagent | L57 Powder | R035 | colorimetric | HI801 | HI83399 | Bromine | Br2 | mg/L | 0 | 8 | 2 | 0.08 | & | 0.03% | 1% | MR67 | 0 | 0 | 0.08 | 1.6 | 1.47 |  |  |  |  | DWA | 250 | 1 |  | ROOM |  |  |  |  | 6.1 | 5.7 | 6.3 | [6 empty] | 150 | 135 | 165 | TRUE
| HI93717A-0 | Phosphate High Range Reagent A | L56 CTK | B146 | colorimetric | HI801 | HI83399 | Phosphate High Range(PO43-) | PO4 | mg/L | 0 | 30 | 1 | 1 | & | 0.04% | 1% | MR104 | 0 | 0 | 1 | 6 | 4.8 |  |  |  |  | DWA | 500 | 5 |  | ROOM |  |  |  |  | 0.6 | 0.4 | 0.8 | 1.4 | 1.2 | 1.6 |  |  |  | / | / | /
| HI93717B-0 | Phosphate High Range Reagent B | L57 Powder | R030 | colorimetric | HI801 | HI83399 | Phosphate High Range(PO43-) | PO4 | mg/L | 0 | 30 | 1 | 1 | & | 0.04% | 1% | MR104 | 0 | 0 | 1 | 6 | 4.8 |  |  |  |  | DWA | 500 | 5 |  | ROOM |  |  |  |  | 0.6 | 0.4 | 0.8 | 1.4 | 1.2 | 1.6 |  |  |  | 170 | 160 | 180
| HI93718-0 | Iodine Reagent | L57 Powder | R035 | colorimetric | HI801 | HI83399 | Iodine | I2 | mg/L | 0 | 12.5 | 1 | 0.1 | & | 0.05% | 1% | MR67 | 0 | 0 | 0.1 | 2.5 | 2.3 |  |  |  |  | DWA | 250 | 1 |  | ROOM |  |  |  |  | 6.1 | 5.7 | 6.3 | [6 empty] | 150 | 135 | 165
| HI93719A-0 | Magnesium Hardness Reagent A | L56 CTK | B149 | colorimetric | HI83399 | HI801 | Magnesium and Total Hardness Reagents | CaCO3 | mg/L | 0 | 2 | 2 | 0.11 | & | 0.05% | 1% | MR108 | 0 | 0 | 0.11 | 0.8 | 0.69 |  | 10 | 100 | 5 | DWA | 500 | 5 |  | ROOM
| HI93719B-0 | Magnesium Hardness Reagent B | L56 CTK | B150 | colorimetric | HI83399 | HI801 | Magnesium and Total Hardness Reagents | CaCO3 | mg/L | 0 | 2 | 2 | 0.11 | & | 0.05% | 1% | MR108 | 0 | 0 | 0.11 | 0.8 | 0.69 |  | 10 | 100 | 5 | DWA | 500 | 5 |  | ROOM
| HI93719C-0 | Magnesium Hardness Reagent C | L56 CTK | B151 | colorimetric | HI83399 | HI801 | Magnesium and Total Hardness Reagents | CaCO3 | mg/L | 0 | 2 | 2 | 0.11 | & | 0.05% | 1% | MR108 | 0 | 0 | 0.11 | 0.8 | 0.69 |  | 10 | 100 | 5 | DWA | 500 | 5 |  | ROOM
| HI93719D-0 | Magnesium Hardness Reagent D | L56 CTK | B152 | colorimetric | HI83399 | HI801 | Magnesium and Total Hardness Reagents | CaCO3 | mg/L | 0 | 2 | 2 | 0.11 | & | 0.05% | 1% | MR108 | 0 | 0 | 0.11 | 0.8 | 0.69 |  | 10 | 100 | 5 | DWA | 500 | 5 |  | ROOM
| HI93720A-0 | Calcium Hardness Reagent A | L56 CTK | B149 | colorimetric | HI83399 | HI801 | Calcium Hardness Reagents | CaCO3 | mg/L | 0 | 2.7 | 2 | 0.08 | & | 0.04% | 1% | MR20 | 0 | 0.84 | 1.16 | 1 | 1.79 |  |  |  |  | DWA | 1000 | 5 |  | ROOM
| HI93720B-0 | Calcium Hardness Reagent B | L56 CTK | B150 | colorimetric | HI83399 | HI801 | Calcium Hardness Reagents | CaCO3 | mg/L | 0 | 2.7 | 2 | 0.08 | & | 0.04% | 1% | MR20 | 0 | 0.84 | 1.16 | 1 | 1.79 |  |  |  |  | DWA | 1000 | 5 |  | ROOM
| HI93720C-0 | Calcium Hardness Reagent C | L56 CTK | B152 | colorimetric | HI83399 | HI801 | Calcium Hardness Reagents | CaCO3 | mg/L | 0 | 2.7 | 2 | 0.08 | & | 0.04% | 1% | MR20 | 0 | 0.84 | 1.16 | 1 | 1.79 |  |  |  |  | DWA | 1000 | 5 |  | ROOM
| HI93721-0 | Iron High Range Reagent | L57 Powder | R041 | colorimetric | HI801 | HI83399 | Iron High Range (Fe) | Fe | mg/L | 0 | 5 | 2 | 0.04 | & | 0.02% | 1% | MR33 | 0 | 0 | 0.04 | 1 | 0.94 |  |  |  |  | DWA | 250 | 2 |  | ROOM |  |  |  |  | 5.2 | 4 | 6.5 | [6 empty] | 175 | 160 | 190
| HI93722-0 | Cyanuric Acid Reagent | L57 Powder | R042 | colorimetric | HI801 | HI83399 | Cyanuric Acid (CYA) | CYA | mg/L | 0 | 80 | 0 | 1 | & | 0.15% | 1% | MR34 | 0 | 0 | 1 | 16 | 13 | [13 empty] | 6 | 5 | 7 | [6 empty] | 215 | 200 | 230 | TRUE
| HI93723-0 | Chromium VI High Range Reagent | L57 Powder | R043 | colorimetric | HI801 | HI83399 | Chromium VI High Range (Cr) | Cr VI | µg/L | 0 | 1000 | 0 | 5 | & | 0.04% | 1% | MR43 | 0 | 0 | 5 | 200 | 187 |  | 10 | 100 | 15 | DWA | 250 | 2 |  | ROOM |  |  |  |  | 1.3 | 1.1 | 1.6 | [6 empty] | 150 | 140 | 160
| HI93726-0 | Nickel High Range Reagent | L57 Powder | R044 | colorimetric | HI801 | HI83399 | Nickel High Range(Ni) | Ni | g/L | 0 | 7 | 2 | 0.07 | & | 0.04% | 1% | MR26/S | 0 | 0 | 0.07 | 1.4 | 1.27 | 300 |  |  |  | DWA | 250 | 30 |  | ROOM |  |  |  |  | 10.9 | 10.7 | 11.1 | [6 empty] | 750 | 720 | 780
| HI93728-0 | Nitrate Reagent | L57 Powder | R045 | colorimetric | HI801 | HI83399 | Nitrate (NO3-N) | N-NO3 | mg/L | 0 | 30 | 1 | 0.5 | & | 0.1% | 1% | MR101 | 0 | 0 | 0.5 | 6 | 4.9 |  |  |  |  | DWA | 250 | 3 |  | ROOM |  |  |  |  | 2.7 | 2.5 | 3 | [6 empty] | 220 | 205 | 235
| HI93729-0 | Fluoride Low Range Reagent | L56 CTK | B153 | colorimetric | HI801 | HI83399 | Fluoride Low Range | F | mg/L | 0 | 2 | 2 | 0.03 | & | 0.03% | 1% | MR18 | 0 | 0 | 0.03 | 0.4 | 0.37 |  |  |  |  | DWA | 500 | 3 |  | ROOM |  |  |  |  | 0 | 0 | 0.2 | [6 empty] | / | / | /
| HI93730A-0 | Molybdenum Reagent A | L57 Powder | R046 | colorimetric | HI801 | HI83399 | Molybdenum (Mo) | Mo | mg/L | 0 | 40 | 1 | 0.3 | & | 0.05% | 1% | MR19 | 0 | 0 | 0.3 | 8 | 7.3 |  |  |  |  | DWA | 500 | 5 |  | ROOM |  |  |  |  | 4.1 | 3.9 | 4.3 | 4.1 | 3.9 | 4.3 | 4.2 | 4 | 4.4 | 265 | 250 | 280
| HI93730B-0 | Molybdenum Reagent B | L57 Powder | R047 | colorimetric | HI801 | HI83399 | Molybdenum (Mo) | Mo | mg/L | 0 | 40 | 1 | 0.3 | & | 0.05% | 1% | MR19 | 0 | 0 | 0.3 | 8 | 7.3 |  |  |  |  | DWA | 500 | 5 |  | ROOM |  |  |  |  | 4.1 | 3.9 | 4.3 | 4.1 | 3.9 | 4.3 | 4.2 | 4 | 4.4 | 100 | 90 | 110
| HI93730C-0 | Molybdenum Reagent C | L57 Powder | R048 | colorimetric | HI801 | HI83399 | Molybdenum (Mo) | Mo | mg/L | 0 | 40 | 1 | 0.3 | & | 0.05% | 1% | MR19 | 0 | 0 | 0.3 | 8 | 7.3 |  |  |  |  | DWA | 500 | 5 |  | ROOM |  |  |  |  | 4.1 | 3.9 | 4.3 | 4.1 | 3.9 | 4.3 | 4.2 | 4 | 4.4 | 140 | 130 | 150
| HI93731A-0 | Zinc Reagent A | L57 Powder | R049 | colorimetric | HI801 | HI83399 | Zinc (Zn) | Zn | mg/L | 0 | 3 | 2 | 0.03 | & | 0.03% | 1% | MR62 | 0 | 0 | 0.03 | 0.6 | 0.55 |  |  |  |  | DWA | 500 | 3 |  | ROOM |  |  |  |  | 8.8 | 8.7 | 9 | [6 empty] | 400 | 370 | 430
| HI93731B-0 | Zinc Reagent B | L56 CTK | B155 | colorimetric | HI801 | HI83399 | Zinc (Zn) | Zn | mg/L | 0 | 3 | 2 | 0.03 | & | 0.03% | 1% | MR62 | 0 | 0 | 0.03 | 0.6 | 0.55 |  |  |  |  | DWA | 500 | 3 |  | ROOM |  |  |  |  | 8.8 | 8.7 | 9 | [6 empty] | / | / | /
| HI93733A-0 | Ammonia High Range Reagent A | L56 CTK | B135 | colorimetric | HI801 | HI83399 | Ammonia High Range | N-NH4 | mg/L | 0 | 100 | 1 | 0.5 | & | 0.05% | 1% | MR09 | 0 | 0 | 0.5 | 20 | 18.5 |  |  |  |  | DWA + 3 DROPS Sulphuric Reagent | 100 | 3 |  | ROOM |  |  |  |  | 12.3 | 12 | 12.6 | 13 | 12.8 | 13.3 |  |  |  | / | / | /
| HI93733B-0 | Ammonia High Range Reagent B | L56 CTK | B154 | colorimetric | HI801 | HI83399 | Ammonia High Range | N-NH4 | mg/L | 0 | 100 | 1 | 0.5 | & | 0.05% | 1% | MR09 | 0 | 0 | 0.5 | 20 | 18.5 |  |  |  |  | DWA + 3 DROPS Sulphuric Reagent | 100 | 3 |  | ROOM |  |  |  |  | 12.3 | 12 | 12.6 | 13 | 12.8 | 13.3 |  |  |  | / | / | /
| HI93735A-HR | Hardness High Range Reagent A | L56 CTK | B156 | colorimetric | HI801 | HI83399 | Hardness ISM HR as CaCO3 | CaCO3 | mg/L | 0 | 750 | 0 | 10 | & | 0.02% | 1% | MR60 | 0 | 431 | 469 | 500 | 480 |  |  |  |  | DWA | 500 | 5 |  | ROOM | [7 empty] | 11.3 | 11.1 | 11.5 | 11.3 | 11.1 | 11.5 | / | / | /
| HI93735A-LR | Hardness Low Range Reagent A | L56 CTK | B206 | colorimetric | HI801 | HI83399 | Hardness ISM LR as CaCO3 | CaCO3 | mg/L | 0 | 250 | 0 | 5 | & | 0.04% | 1% | MR60 | 0 | 43 | 57 | 100 | 91 |  |  |  |  | DWA | 500 | 5 |  | ROOM | [7 empty] | 11.3 | 11.1 | 11.5 | 11.3 | 11.1 | 11.5 | / | / | /
| HI93735A-MR | Hardness Medium Range Reagent A | L56 CTK | B158 | colorimetric | HI801 | HI83399 | Hardness ISM MR as CaCO3 | CaCO3 | mg/L | 0 | 500 | 0 | 7 | & | 0.03% | 1% | MR60 | 0 | 236 | 265 | 250 | 333 |  |  |  |  | DWA | 500 | 5 |  | ROOM | [7 empty] | 11.3 | 11.1 | 11.5 | 11.3 | 11.1 | 11.5 | / | / | /
| HI93735B-0 | Hardness Buffer Reagent B | L56 CTK | B159 | colorimetric | HI801 | HI83399 | Hardness ISM HR-LR-MR as CaCO3 | CaCO3 | mg/L | 0 | 750 | 0 | 7 | & | 0.03% | 1% | MR60 | 0 | 90 | 110 | 100 | 381 |  |  |  |  | DWA | 500 | 5 |  | ROOM | [7 empty] | 11.3 | 11.1 | 11.5 | 11.3 | 11.1 | 11.5 | / | / | /
| HI93735C-0 | Fixing Reagent | L57 Powder | R050 | colorimetric | HI801 | HI83399 | Hardness ISM MR as CaCO3 | CaCO3 | mg/L | 0 | 750 | 0 | 7 | & | 0.03% | 1% | MR60 | 0 | 90 | 110 | 200 | 381 |  |  |  |  | DWA | 500 | 5 |  | ROOM | [7 empty] | 11.3 | 11.1 | 11.5 | 11.3 | 11.1 | 11.5 | 150 | 140 | 160
| HI93735IND-HR | Hardness Indicator Reagent HR | L56 CTK | B197 | colorimetric | HI801 | HI83399 | Hardness ISM HR as CaCO3 | CaCO3 | mg/L | 0 | 750 | 0 | 10 | & | 0.02% | 1% | MR60 | 0 | 480 | 520 | 500 | 578 |  |  |  |  | DWA | 500 | 5 |  | ROOM | [7 empty] | 11.3 | 11.1 | 11.5 | 11.3 | 11.1 | 11.5 | / | / | /
| HI93735IND-LR | Hardness Indicator Reagent LR | L56 CTK | B197 | colorimetric | HI801 | HI83399 | Hardness ISM MR as CaCO3 | CaCO3 | mg/L | 0 | 250 | 0 | 5 | & | 0.04% | 1% | MR60 | 0 | 0 | 5 | 100 | 91 |  |  |  |  | DWA | 500 | 5 |  | ROOM | [7 empty] | 11.3 | 11.1 | 11.5 | 11.3 | 11.1 | 11.5 | / | / | /
| HI93735IND-MR | Hardness Indicator Reagent MR | L56 CTK | B197 | colorimetric | HI801 | HI83399 | Hardness ISM LR as CaCO3 | CaCO3 | mg/L | 0 | 500 | 0 | 7 | & | 0.03% | 1% | MR60 | 0 | 236 | 265 | 250 | 333 |  |  |  |  | DWA | 500 | 5 |  | ROOM | [7 empty] | 11.3 | 11.1 | 11.5 | 11.3 | 11.1 | 11.5 | / | / | /
| HI93737A-0 | Silver Reagent A | L56 CTK | B160 | colorimetric | HI801 | HI83399 | Silver | Ag | mg/L | 0 | 1 | 3 | 0.02 | & | 5% | 100% | MR105 | 0 | 0 | 0.02 | 0.432 | 0.39 |  | 10 | 100 | 15 | DWA | 500 | 5 |  | ROOM |  |  |  |  | 9.4 | 9.3 | 9.5 | 9.5 | 9.3 | 9.7 | 9.5 | 9.3 | 9.7
| HI93737B-0 | Silver Reagent B | L56 CTK | B161 | colorimetric | HI801 | HI83399 | Silver | Ag | mg/L | 0 | 1 | 3 | 0.02 | & | 5% | 100% | MR105 | 0 | 0 | 0.02 | 0.432 | 0.39 |  | 10 | 100 | 15 | DWA | 500 | 5 |  | ROOM |  |  |  |  | 9.4 | 9.3 | 9.5 | 9.5 | 9.3 | 9.7 | 9.5 | 9.3 | 9.7
| HI93737C-0 | Silver Reagent C | L56 CTK | B162 | colorimetric | HI801 | HI83399 | Silver | Ag | mg/L | 0 | 1 | 3 | 0.02 | & | 5% | 100% | MR105 | 0 | 0 | 0.02 | 0.432 | 0.39 |  | 10 | 100 | 15 | DWA | 500 | 5 |  | ROOM |  |  |  |  | 9.4 | 9.3 | 9.5 | 9.5 | 9.3 | 9.7 | 9.5 | 9.3 | 9.7
| HI93737D-0 | Silver Reagent D | L56 CTK | B163 | colorimetric | HI801 | HI83399 | Silver | Ag | mg/L | 0 | 1 | 3 | 0.02 | & | 5% | 100% | MR105 | 0 | 0 | 0.02 | 0.432 | 0.39 |  | 10 | 100 | 15 | DWA | 500 | 5 |  | ROOM |  |  |  |  | 9.4 | 9.3 | 9.5 | 9.5 | 9.3 | 9.7 | 9.5 | 9.3 | 9.7
| HI93738A-0 | Chlorine Dioxide Reagent A | L56 CTK | B164 | colorimetric | HI801 | HI83399 | Chlorine Dioxide(ClO2) | ClO2 | mg/L | 0 | 2 | 2 | 0.1 | & | 0.05% | 1% | CM357 | 0 | 0 | 0.1 | 0.4 | 0.28 | [16 empty] | 10 | 9.9 | 10 |  |  |  | / | / | /
| HI93738B-0 | Chlorine Dioxide Reagent B | L57 Powder | R051 | colorimetric | HI801 | HI83399 | Chlorine Dioxide(ClO2) | ClO2 | mg/L | 0 | 2 | 2 | 0.1 | & | 0.05% | 1% | CM357 | 0 | 0 | 0.1 | 0.4 | 0.28 | [16 empty] | 10 | 9.9 | 10 |  |  |  | 155 | 145 | 165
| HI93738C-0 | Chlorine Dioxide Reagent C | L56 CTK | B165 | colorimetric | HI801 | HI83399 | Chlorine Dioxide(ClO2) | ClO2 | mg/L | 0 | 2 | 2 | 0.1 | & | 0.05% | 1% | CM357 | 0 | 0 | 0.1 | 0.4 | 0.28 | [16 empty] | 10 | 9.9 | 10 |  |  |  | / | / | /
| HI93738D-0 | Chlorine Dioxide Reagent D | L56 CTK | B166 | colorimetric | HI801 | HI83399 | Chlorine Dioxide(ClO2) | ClO2 | mg/L | 0 | 2 | 2 | 0.1 | & | 0.05% | 1% | CM357 | 0 | 0 | 0.1 | 0.4 | 0.28 | [16 empty] | 10 | 9.9 | 10 |  |  |  | / | / | /
| HI93739A-0 | Fluoride High Range Reagent A | L56 CTK | B167 | colorimetric | HI801 | HI83399 | Fluoride High Range | F | mg/L | 0 | 20 | 1 | 0.5 | & | 0.03% | 1% | MR18 | 0 | 0 | 0.5 | 4 | 3.4 |  |  |  |  | DWA | 500 | 3 |  | ROOM |  |  |  |  | 0 | 0 | 0 | 6.6 | 6.4 | 6.8 |  |  |  | / | / | /
| HI93739B-0 | Fluoride High Range Reagent B | L56 CTK | B168 | colorimetric | HI801 | HI83399 | Fluoride High Range | F | mg/L | 0 | 20 | 1 | 0.5 | & | 0.03% | 1% | MR18 | 0 | 0 | 0.5 | 4 | 3.4 |  |  |  |  | DWA | 500 | 3 |  | ROOM |  |  |  |  | 0 | 0 | 0 | 6.6 | 6.4 | 6.8 |  |  |  | / | / | /
| HI93740A-0 | Nickel Low Range Reagent A | L57 Powder | R052 | colorimetric | HI801 | HI83399 | Nickel Low Range (Ni) | Ni | µg/L | 0 | 1000 | 0 | 10 | & | 0.07% | 1% | MR26 | 0 | 0 | 7 | 200 | 187 |  | 10 | 100 | 5 | DWA | 500 | 5 |  | ROOM |  |  |  |  | 4.9 | 4.7 | 5.1 |  |  |  | 5.3 | 5.1 | 5.5 | 200 | 185 | 215
| HI93740B-0 | Nickel Low Range Reagent B | L56 CTK | B169 | colorimetric | HI801 | HI83399 | Nickel Low Range (Ni) | Ni | µg/L | 0 | 1000 | 0 | 10 | & | 0.07% | 1% | MR26 | 0 | 0 | 7 | 200 | 187 |  | 10 | 100 | 5 | DWA | 500 | 5 |  | ROOM |  |  |  |  | 4.9 | 4.7 | 5.1 |  |  |  | 5.3 | 5.1 | 5.5
| HI93740C-0 | Nickel Low Range Reagent C | L57 Powder | R053 | colorimetric | HI801 | HI83399 | Nickel Low Range (Ni) | Ni | µg/L | 0 | 1000 | 0 | 10 | & | 0.07% | 1% | MR26 | 0 | 0 | 7 | 200 | 187 |  | 10 | 100 | 5 | DWA | 500 | 5 |  | ROOM |  |  |  |  | 4.9 | 4.7 | 5.1 |  |  |  | 5.3 | 5.1 | 5.5 | 200 | 185 | 215
| HI93746-0 | Iron Low Range Reagent | L57 Powder | R054 | colorimetric | HI801 | HI83399 | Iron Low Range (Fe) | Fe | mg/L | 0 | 1.6 | 3 | 0.01 | & | 0.08% | 1% | MR33 | 0 | 0 | 0.01 | 0.32 | 0.31 | [5 empty] | 500 | [7 empty] | 2.9 | 2.7 | 3.1 | [6 empty] | 260 | 250 | 270 | TRUE
| HI93748A-0 | Manganese Low Range Reagent A | L57 Powder | R023 | colorimetric | HI801 | HI83399 | Manganese Low Range(Mn) | Mn | µg/L | 0 | 300 | 0 | 7 | & | 0.03% | 1% | MR37 | 0 | 0 | 10 | 60 | 48 |  | 10 | 100 | 5 | DWA | 250 | 1 |  | ROOM |  |  |  |  | 3 | 2.9 | 3.2 | [6 empty] | 50 | 40 | 60
| HI93748B-0 | Manganese Low Range Reagent B | L56 CTK | B170 | colorimetric | HI801 | HI83399 | Manganese Low Range(Mn) | Mn | µg/L | 0 | 300 | 0 | 7 | & | 0.03% | 1% | MR37 | 0 | 0 | 10 | 60 | 48 |  | 10 | 100 | 5 | DWA | 250 | 1 |  | ROOM |  |  |  |  | 3 | 2.9 | 3.2 | [6 empty] | 50 | 40 | 60
| HI93748C-0 | Manganese Low Range Reagent C | L56 CTK | CP-B171 | colorimetric | HI801 | HI83399 | Manganese Low Range(Mn) | Mn | µg/L | 0 | 300 | 0 | 7 | & | 0.03% | 1% | MR37 | 0 | 0 | 10 | 60 | 48 |  | 10 | 100 | 5 | DWA | 250 | 1 |  | ROOM |  |  |  |  | 3 | 2.9 | 3.2 | [6 empty] | 50 | 40 | 60
| HI93749-0 | Chromium VI LR Reagent | L57 Powder | R043 | colorimetric | HI801 | HI83399 | Chromium VI Low Range (Cr) | Cr VI | µg/L | 0 | 300 | 0 | 10 | & | 0.04% | 1% | MR43 | 0 | 0 | 10 | 60 | 48 |  | 10 | 100 | 15 | DWA | 250 | 2 |  | ROOM |  |  |  |  | 1.3 | 1.1 | 1.6 | [6 empty] | 120 | 110 | 130
| HI93750A-0 | Potassium Reagent A | L56 CTK | B021 | colorimetric | HI801 | HI83399 | Potassium MR (K) | K | mg/L | 0 | 200 | 1 | 3 | & | 0.07% | 1% | MR107 | 0 | 0 | 3 | 4 | 0.7 |  |  |  |  | DWA | 250 | 5 |  | ROOM |  |  |  |  | 4 | 3.8 | 4.2 | 6.2 | 5.9 | 6.5 |  |  |  | / | / | /
| HI93750B-0 | Potassium Reagent B | L57 Powder | R055 | colorimetric | HI801 | HI83399 | Potassium MR (K) | K | mg/L | 0 | 200 | 1 | 3 | & | 0.07% | 1% | MR107 | 0 | 0 | 3 | 4 | 0.7 |  |  |  |  | DWA | 250 | 5 |  | ROOM |  |  |  |  | 4 | 3.8 | 4.2 | 6.2 | 5.9 | 6.5 |  |  |  | 110 | 100 | 120
| HI93751-0 | Sulfate Reagent | L57 Powder | R056 | colorimetric | HI801 | HI83399 | Sulfate (SO4) | SO4 | mg/L | 0 | 150 | 0 | 5 | & | 0.03% | 1% | MR32/S | 0 | 0 | 5 | 20 | 14 | 100 |  |  | 15 | DWA | 250 | 15 |  | ROOM |  |  |  |  | 2 | 1.8 | 2.2 | [6 empty] | 140 | 130 | 150
| HI93752A-CA | Calcium Reagent A | L56 CTK | B172 | colorimetric | HI801 | HI83399 | Calcium | Ca | mg/L | 0 | 400 | 0 | 10 | & | 0.05% | 1% | MR60 | 0 | 0 | 10 | 80 | 66 |  |  |  |  | DWA | 500 | 15 |  | ROOM | [13 empty] | / | / | /
| HI93752A-MG | Magnesium Reagent A | L56 CTK | B173 | colorimetric | HI801 | HI83399 | Magnesium | Mg | mg/L | 0 | 150 | 0 | 5 | & | 0.03% | 1% | MR100 | 0 | 0 | 5 | 30 | 24 |  |  |  |  | DWA | 100 | 3 |  | ROOM | [7 empty] | 8.4 | 8.3 | 8.5 |  |  |  | / | / | /
| HI93752B-CA | Calcium Reagent B | L56 CTK | B174 | colorimetric | HI801 | HI83399 | Ca | Ca | mg/L | 0 | 400 | 0 | 10 | & | 0.05% | 1% | MR60 | 0 | 0 | 10 | 80 | 66 |  |  |  |  | DWA | 500 | 15 |  | ROOM | [13 empty] | / | / | /
| HI93752B-MG | Magnesium Reagent B | L56 CTK | B157 | colorimetric | HI801 | HI83399 | Magnesium | Mg | mg/L | 0 | 150 | 0 | 5 | & | 0.03% | 1% | MR100 | 0 | 0 | 5 | 30 | 24 |  |  |  |  | DWA | 100 | 3 |  | ROOM | [7 empty] | 8.4 | 8.3 | 8.5 |  |  |  | / | / | /
| HI93753A-0 | Chloride Reagent A | L56 CTK | B175 | colorimetric | HI801 | HI83399 | Chloride | Cl | mg/L | 0 | 20 | 1 | 0.5 | & | 0.06% | 1% | MR106 | 0 | 0 | 0.5 | 4 | 3.3 |  |  |  |  | DWA | 250 | 5 |  | ROOM | [7 empty] | 1.5 | 1 | 2
| HI93753B-0 | Chloride Reagent A | L56 CTK | B176 | colorimetric | HI801 | HI83399 | Chloride | Cl | mg/L | 0 | 20 | 1 | 0.5 | & | 0.06% | 1% | MR106 | 0 | 0 | 0.5 | 4 | 3.3 |  |  |  |  | DWA | 250 | 5 |  | ROOM | [7 empty] | 1.5 | 1 | 2
| HI93754A-0 | COD LR Reagent EPA | L59 COD | CODLR.EPA | colorimetric | HI801 | HI83399 | COD LR | COD | mg/L | 0 | 150 | 0 | 5 | or | 0.04% | 1% | MR50 | 0 | 0 | 5 | 20 | 15 |  |  |  |  | DW+4mL H2SO4 | 500 | 10 |  | ROOM |  | 140 | 134 | 151 | [9 empty] | / | / | /
| HI93754B-0 | COD MR Reagent EPA | L59 COD | CODMR.EPA | colorimetric | HI801 | HI83399 | CODMR | COD | mg/L | 0 | 1500 | 0 | 15 | or | 0.04% | 1% | MR50 | 0 | 0 | 15 | 200 | 185 |  |  |  |  | DW+4mL H2SO4 | 500 | 15 |  | ROOM |  | 1400 | 1344 | 1471 | [9 empty] | / | / | /
| HI93754C-0 | COD High Range EPA | L59 COD | CODHR.EPA | Colorimetric | HI801 | HI83399 | COD | COD | mg/L | 0 | 15000 | 0 | 150 | or | 0.02% | % | MR50/S | 0 | 0 | 0 | 2000 | 2000 | 500 |  |  |  | DW+4mL H2SO4 | 250 | 30 |  | ROOM |  | 14000 | 14000 | 14000
| HI93754D-0 | COD Low Range Reagent | L59 COD | CODLR.WOHg | colorimetric | HI801 | HI83399 | COD-LR.W/HG | COD | mg/L | 0 | 150 | 0 | 5 | or | 0.04% | 1% | MR50 | 0 | 0 | 5 | 20 | 15 |  |  |  |  | DW+4mL H2SO4 | 500 | 10 |  | ROOM |  | 140 | 134 | 151 | [9 empty] | / | / | /
| HI93754E-0 | COD Medium Range Reagent | L59 COD | CODMR.EPA | colorimetric | HI801 | HI83399 | COD-MR.W/HG | COD | mg/L | 0 | 1500 | 0 | 15 | or | 0.03% | 1% | MR50 | 0 | 0 | 15 | 200 | 185 |  |  |  |  | DW+4mL H2SO4 | 500 | 15 |  | ROOM |  | 1400 | 1358 | 1457 | [9 empty] | / | / | /
| HI93754F-0 | COD Low Range Reagent | L59 COD | CODLR.ISO | colorimetric | HI801 | HI83399 | COD-LR.ISO | COD | mg/L | 0 | 150 | 0 | 5 | or | 0.04% | 1% | MR50 | 0 | 0 | 5 | 20 | 15 |  |  |  |  | DW+4mL H2SO4 | 500 | 10 |  | ROOM |  | 140 | 134 | 151 | [9 empty] | / | / | /
| HI93754G-0 | COD Medium Range Reagent | L59 COD | CODMR.ISO | colorimetric | HI801 | HI83399 | COD-MR.ISO | COD | mg/L | 0 | 1500 | 0 | 15 | or | 0.03% | 1% | MR50 | 0 | 0 | 15 | 200 | 185 |  |  |  |  | DW+4mL H2SO4 | 500 | 15 |  | ROOM |  | 950 | 922 | 994 | [9 empty] | / | / | /
| HI93754J-0 | COD ULTRA HIGHT RANGE Reagent | L59 COD | CODUHR | Colorimetric | HI801 | HI83399 | COD-UHR | COD | g/L | 0 | 60 | 1 | 0.5 | & | 0.03% | 1% | MR50/S | 0 | 0 | 0.5 | 6 | 5.3 | 100 |  |  |  | DW+4mL H2SO4 | 250 | 30 |  | ROOM |  | 54 | 51.9 | 56.1 | [9 empty] | 7.427 | 7.39 | 7.464
| HI93757-0 | Ozone Reagent | L57 Powder | R035 | colorimetric | HI801 | HI83399 | Ozone | Ozone | mg/L | 0 | 2 | 2 | 0.02 | & | 0.03% | 1% | MR67 | 0 | 0 | 0.02 | 0.4 | 0.37 |  |  |  |  | DWA | 250 | 1 |  | ROOM |  |  |  |  | 6.1 | 5.7 | 6.3 | [6 empty] | 150 | 135 | 165
| HI93758-0 | Phosphorus Reagent | L57 Powder | R029 | colorimetric | HI801 | HI83399 | Phosphorus Total (P) | P-PO4 | mg/L | 0 | 1.6 | 2 | 0.05 | or | 0.05% | 0.6% | MR104 | 0 | 0 | 0.05 | 0.25 | 0.2 |  |  |  |  | DWA | 250 | 5 |  | ROOM |  |  |  |  | 1.5 | 1.2 | 1.6 | [6 empty] | 180 | 165 | 195
| HI93758A-0 | Reactive Phosphorus Reagent Vial | L59 COD | D012 | colorimetric | HI801 | HI83399 | Phosphorus reactive | P-PO4 | mg/L | 0 | 1.6 | 2 | 0.05 | or | 0.04% | 1% | MR104 | 0 | 0 | 0.05 | 0.3 | 0.25 |  |  |  |  | DWA | 250 | 5 |  | ROOM | [13 empty] | / | / | /
| HI93758V-0 | Phosphorus Reagent Vial | L59 COD | D015 | colorimetric | HI801 | HI83399 | Phosphorus Total LR | P-PO4 | mg/L | 0 | 1.15 | 2 | 0.05 | or | 0.06% | 1% | MR104 | 0 | 0 | 0.05 | 0.25 | 0.2 |  |  |  |  | DWA | 250 | 5 |  | ROOM | [13 empty] | / | / | /
| HI93758V-0AH | Acid Hydrolyzable Phosphorus Reagent Vial | L59 COD | D015 | colorimetric | HI801 | HI83399 | Phosphorus Acid hydrolizabil | P | mg/L | 0 | 1.6 | 2 | 0.05 | or | 0.05% | 1% | MR51 | 0 | 0 | 0.05 | 0.3 | 0.25 |  |  |  |  | DWA | 250 | 5 |  | ROOM | [13 empty] | / | / | /
| HI93758V-0HR | Total Phosphorus High Range Reagent Vial | L59 COD | D015 | colorimetric | HI801 | HI83399 | Phosphorus Total HR | P | mg/L | 0 | 32.6 | 1 | 0.5 | or | 0.05% | 1% | MR52 | 0 | 0 | 0.5 | 6.5 | 6 | [5 empty] | 500 | [16 empty] | / | / | /
| HI93763A-0 | Reactive Phosphorous High Range Reagent Vial | L59 COD | D017 | colorimetric | HI801 | HI83399 | Phosphorus reactive HR | P | mg/L | 0 | 32.6 | 1 | 0.5 | or | 0.04% | 1% | MR104 | 0 | 0 | 0.5 | 6.5 | 6 |  |  |  |  | DWA | 100 | 5 |  | ROOM | [13 empty] | / | / | /
| HI93763B-0 | Reactive Phosphorous High Range Reagent Vial | L56 CTK | B148 | colorimetric | HI801 | HI83399 | Phosphorus reactive HR | P | mg/L | 0 | 32.6 | 1 | 0.5 | or | 0.04% | 1% | MR104 | 0 | 0 | 0.5 | 6.5 | 6 |  |  |  |  | DWA | 250 | 5 |  | ROOM | [13 empty] | / | / | /
| HI93764-0 | Nessler Reagent | L56 CTK | B135 | colorimetric | HI801 | HI83399 | Ammonia HR | N-NH4 | mg/L | 0 | 100 | 1 | 1 | or | 0.05% | 1% | MR09 | 0 | 0 | 1 | 20 | 19 |  |  |  |  | DWA + 3 DROPS Sulphuric Reagent | 100 | 3 |  | ROOM |  |  |  |  | 12.3 | 12 | 12.6 | 12.6 | 12.4 | 12.8 |  |  |  | / | / | /
| HI93764A-0 | Ammonia Low Range Reagent Vial | L59 COD | D016 | colorimetric | HI801 | HI83399 | Ammonia LR | N-NH4 | mg/L | 0 | 3 | 2 | 0.1 | or | 5% | 100% | MR09 | 0 | 0 | 0.1 | 0.6 | 0.5 |  |  |  |  | DWA + 3 DROPS Sulphuric Reagent | 500 | 2 |  | ROOM |  |  |  |  | 12.3 | 12 | 12.6 | 13 | 12.8 | 13.3 |  |  |  | / | / | /
| HI93764B-0 | Ammonia High Range Reagent Vial | L59 COD | D018 | colorimetric | HI801 | HI83399 | Ammonia HR | N-NH4 | mg/L | 0 | 100 | 1 | 1 | or | 0.05% | 1% | MR09 | 0 | 0 | 1 | 20 | 19 |  |  |  |  | DWA + 3 DROPS Sulphuric Reagent | 250 | 3 |  | ROOM |  |  |  |  | 12.3 | 12 | 12.6 | 12.6 | 12.4 | 12.8 |  |  |  | / | / | /
| HI93766-0 | Nitrate Reagent | L57 Powder | R059 | colorimetric | HI801 | HI83399 | Nitrate (NO3-N) | N-NO3 | mg/L | 0 | 30 | 1 | 1 | or | 0.03% | 1% | MR101 | 0 | 0 | 1 | 10 | 10 |  |  |  |  | DWA | 250 | 3 |  | ROOM |  |  |  |  | 4.3 | 4.1 | 4.5 | [6 empty] | 100 | 90 | 110
| HI93766V-0 | Nitrate Reagent Vial | L59 COD | D019 | colorimetric | HI801 | HI83399 | Nitrate | N-NO3 | mg/L | 0 | 30 | 1 | 1 | or | 3% | 100% | MR101 | 0 | 0 | 0 | 10 | 9 |  |  |  |  | DWA | 250 | 3 |  | ROOM | [13 empty] | / | / | /
| HI93766V-0HR | Total Nitrogen High Range Reagent Vial | L59 COD | D019 | colorimetric | HI801 | HI83399 | Nitrogen Total HR | N | mg/L | 0 | 150 | 0 | 3 | or | 0.04% | 100% | MR09 | 0 | 0 | 3 | 50 | 47 |  |  |  |  | DWA + 3 DROPS Sulphuric Reagent | 100 | 3 |  | ROOM | [13 empty] | / | / | /
| HI93766V-0LR | Total Nitrogen Low Range Reagent Vial | L59 COD | D019 | colorimetric | HI801 | HI83399 | Nitrogen Total LR | Nitrogen | mg/L | 0 | 25 | 1 | 1 | or | 0.05% | 1% | MR09 | 0 | 0 | 1 | 10 | 10 |  |  |  |  | DWA + 3 DROPS Sulphuric Reagent | 500 | 3 |  | ROOM | [13 empty] | / | / | /
| HI93767-0 | Total Nitrogen Reagent | L57 Powder | R059 | colorimetric | HI801 | HI83399 | Nitrogen total HR | N | mg/L | 0 | 30 | 1 | 1 | or | 0.03% | 1% | MR09 | 0 | 0 | 1 | 10 | 10 |  |  |  |  | DWA + 3 DROPS Sulphuric Reagent | 500 | 3 |  | ROOM |  |  |  |  | 4.3 | 4.1 | 4.5 | [6 empty] | 100 | 90 | 110 | TRUE
| HI93767A-B | Total Nitrogen Digestion Vial | L59 COD | D020 | colorimetric | HI801 | HI83399 | Nitrogen Total LR | N | mg/L | 0 | 25 | 1 | 1 | or | 0.05% | 1% | MR09 | 0 | 0 | 1 | 10 | 10 |  |  |  |  | DWA + 3 DROPS Sulphuric Reagent | 500 | 3 |  | ROOM | [13 empty] | / | / | /
| HI93767B-B | Total Nitrogen High Range Digestion Vial | L59 COD | D020 | colorimetric | HI801 | HI83399 | Nitrogen Total HR | N | mg/L | 0 | 15 | 0 | 3 | or | 0.04% | 1% | MR09 | 0 | 0 | 10 | 50 | 47 |  |  |  |  | DWA + 3 DROPS Sulphuric Reagent | 100 | 3 |  | ROOM | [13 empty] | / | / | /
| HI94754A-0 | COD LR Reagent EPA Bar Code | L59 COD | CODLR.EPA | colorimetric | HI801 | HI83399 | COD LR | COD | mg/L | 0 | 150 | 0 | 5 | or | 0.04% | 1% | MR50 | 0 | 0 | 5 | 20 | 15 |  |  |  |  | DW+4mL H2SO4 | 500 | 10 |  | ROOM |  | 140 | 134 | 151 | [9 empty] | / | / | /
| HI94754B-0 | COD MR Reagent EPA Bar Code | L59 COD | CODMR.EPA | colorimetric | HI801 | HI83399 | CODMR | COD | mg/L | 0 | 1500 | 0 | 15 | or | 0.04% | 1% | MR50 | 0 | 0 | 15 | 200 | 185 |  |  |  |  | DW+4mL H2SO4 | 500 | 15 |  | ROOM |  | 1400 | 1344 | 1471 | [9 empty] | / | / | /
| HI94754C-0 | COD HR Reagent EPA Bar Code | L59 COD | CODHR.EPA | Colorimetric | HI801 | HI83399 | COD | COD | mg/L | 0 | 15000 | 0 | 150 | or | 0.02% | % | MR50/S | 0 | 0 | 0 | 2000 | 2000 | 500 |  |  |  | DW+4mL H2SO4 | 250 | 30 |  | ROOM |  | 14000 | 14000 | 14000
| HI94754D-0 | COD LR Reagent Bar Code | L59 COD | CODLR.WOHg | colorimetric | HI801 | HI83399 | COD-LR.W/HG | COD | mg/L | 0 | 150 | 0 | 5 | or | 0.04% | 1% | MR50 | 0 | 0 | 5 | 20 | 15 |  |  |  |  | DW+4mL H2SO4 | 500 | 10 |  | ROOM |  | 140 | 134 | 151 | [9 empty] | / | / | /
| HI94754E-0 | COD M,R Reagent Bar Code | L59 COD | CODMR.EPA | colorimetric | HI801 | HI83399 | COD-MR.W/HG | COD | mg/L | 0 | 1500 | 0 | 15 | or | 0.03% | 1% | MR50 | 0 | 0 | 15 | 200 | 185 |  |  |  |  | DW+4mL H2SO4 | 500 | 15 |  | ROOM |  | 1400 | 1358 | 1457 | [9 empty] | / | / | /
| HI94754F-0 | COD LR Reagent Bar Code | L59 COD | CODLR.ISO | colorimetric | HI801 | HI83399 | COD-LR.ISO | COD | mg/L | 0 | 150 | 0 | 5 | or | 0.04% | 1% | MR50 | 0 | 0 | 5 | 20 | 15 |  |  |  |  | DW+4mL H2SO4 | 500 | 10 |  | ROOM |  | 140 | 134 | 151 | [9 empty] | / | / | /
| HI94754G-0 | COD MR Reagent Bar Code | L59 COD | CODMR.ISO | colorimetric | HI801 | HI83399 | COD-MR.ISO | COD | mg/L | 0 | 1500 | 0 | 15 | or | 0.03% | 1% | MR50 | 0 | 0 | 15 | 200 | 185 |  |  |  |  | DW+4mL H2SO4 | 500 | 15 |  | ROOM |  | 950 | 922 | 994 | [9 empty] | / | / | /
| HI95747-0 | Copper Low Range Reagent | L57 Powder | R060 | colorimetric | HI801 | HI83399 | Copper Low Range (Cu) | Cu | mg/L | 0 | 1.5 | 3 | 0.01 | & | 0.05% | 1% | MR44 | 0 | 0 | 0.01 | 0.3 | 0.275 |  | 10 | 100 | 5 | DWA | 250 | 2 |  | ROOM |  |  |  |  | 6.5 | 6.2 | 6.8 | [6 empty] | 270 | 260 | 280
| HI95761-0 | Total Chlorine Reagent | L57 Powder | R061 | colorimetric | HI801 | HI83399 | Total Chlorine Ultra Low Range | Cl2 | mg/L | 0 | 0.5 | 3 | 0.02 | & | 0.03% | 1% | MR67 | 0 | 0 | 0.02 | 0.1 | 0.077 |  |  |  |  | DWA | 500 | 1 |  | ROOM |  |  |  |  | 6 | 5.7 | 6.3 | [6 empty] | 150 | 135 | 165
| HI95762-0 | Free Chlorine Reagent | L57 Powder | R062 | colorimetric | HI801 | HI83399 | Free Chlorine Ultra Low Range | Cl2 | mg/L | 0 | 0.5 | 3 | 0.02 | & | 0.03% | 1% | MR67 | 0 | 0 | 0.02 | 0.1 | 0.077 |  |  |  |  | DWA | 500 | 1 |  | ROOM |  |  |  |  | 6 | 5.7 | 6.3 | [6 empty] | 120 | 110 | 130
| HI95769A-0 | Anionic Surfactants Reagent A | L56 CTK | B071 | colorimetric | HI801 | HI83399 | Surfactant, anionic | SDBS | mg/L | 0 | 3.5 | 2 | 0.04 | & | 0.03% | 1% | MR92 | 0.7 | 0.64 | 0.76 | 2.8 | 2.68 | [13 empty] | 10 | 9.8 | 10.2 | 10 | 9.8 | 10.2 |  |  |  | / | / | /
| HI95769B-0 | Anionic Surfactants Reagent A | L56 CTK | B072 | colorimetric | HI801 | HI83399 | Surfactant, anionic | SDBS | mg/L | 0 | 3.5 | 2 | 0.04 | & | 0.03% | 1% | MR92 | 0.7 | 0.64 | 0.76 | 2.8 | 2.68 | [13 empty] | 10 | 9.8 | 10.2 | 10 | 9.8 | 10.2 |  |  |  | / | / | /
| HI95771A-0 | Chlorine Ultra High Range Reagent A | L57 Powder | R021 | colorimetric | HI801 | HI83399 | Chlorine Ultra High Range | Cl2 | mg/L | 0 | 500 | 0 | 3 | & | 0.03% | 1% | CM133 | 0 | 0 | 3 | 100 | 94 | [13 empty] | 7 | 6.8 | 7.2 | 1.5 | 1.4 | 1.7 |  |  |  | 130 | 115 | 145
| HI95771B-0 | Chlorine Ultra High Range Reagent B | L57 Powder | R063 | colorimetric | HI801 | HI83399 | Chlorine Ultra High Range | Cl2 | mg/L | 0 | 500 | 0 | 3 | & | 0.03% | 1% | CM133 | 0 | 0 | 3 | 100 | 94 | [13 empty] | 7 | 6.8 | 7.2 | 1.5 | 1.4 | 1.7 |  |  |  | 100 | 90 | 110
| HI96770A-0 | Silica High Range Reagent A | L57 Powder | R064 | colorimetric | HI801 | HI83399 | Silica | SiO2 | mg/L | 0 | 200 | 0 | 1 | & | 0.05% | 1% | MR82 | 0 | 0 | 1 | 40 | 37 |  |  |  |  | DWA | 500 | 5 |  | ROOM |  |  |  |  | 8.2 | 8.1 | 8.4 | 1 | 0.8 | 1.2 | 2.2 | 2 | 2.5 | 120 | 110 | 130
| HI96770B-0 | Silica High Range Reagent B | L57 Powder | R065 | colorimetric | HI801 | HI83399 | Silica | SiO2 | mg/L | 0 | 200 | 0 | 1 | & | 0.05% | 1% | MR82 | 0 | 0 | 1 | 40 | 37 |  |  |  |  | DWA | 500 | 5 |  | ROOM |  |  |  |  | 8.2 | 8.1 | 8.4 | 1 | 0.8 | 1.2 | 2.2 | 2 | 2.5 | 330 | 315 | 345
| HI96770C-0 | Silica High Range Reagent C | L57 Powder | R014 | colorimetric | HI801 | HI83399 | Silica | SiO2 | mg/L | 0 | 200 | 0 | 1 | & | 0.05% | 1% | MR82 | 0 | 0 | 1 | 40 | 37 |  |  |  |  | DWA | 500 | 5 |  | ROOM |  |  |  |  | 8.2 | 8.1 | 8.4 | 1 | 0.8 | 1.2 | 2.2 | 2 | 2.5 | 100 | 90 | 110
| HI96773A-0 | Oxygen Scavenger Reagent A | L57 Powder | R072 | colorimetric | HI83399 | HI801 | Oxygen Scavengers Reagents | Carbohydrazide | mg/L | 0 | 150 | 2 | 0.02 | & | 0.03% | 1%
| HI96773B-0 | Oxygen Scavenger Reagent B | L56 CTK | B198 | colorimetric | HI83399 | HI801 | Oxygen Scavengers Reagents | Carbohydrazide | mg/L | 0 | 150 | 2 | 0.02 | & | 0.03% | 1% | MR93 | 0 |  |  | 0.35
| HI96776-0 | Iron(II) Reagent | L57 Powder | R073 | colorimetric | HI801 | HI83399 | Iron (II) | Fe II | mg/L | 0 | 6 | 2 | 0.1 | & | 0.02% | 1% |  | 0 | 0 | 0.1 | 2 | 1.86 | [13 empty] | 5.2 | 4 | 6.5 | [6 empty] | 140 | 125 | 155
| HI96777A-0 | Iron(II)/(III) Reagent A | L57 Powder | R073 | colorimetric | HI801 | HI83399 | Iron (II)/(III) | Fe | mg/L | 0 | 6 | 2 | 0.1 | & | 0.02% | 1% | MR33 | 0 | 0 | 0.1 | 2 | 1.86 |  |  |  |  | DWA | 500 | 5 |  | ROOM |  |  |  |  | 5.2 | 4 | 6.5 | [6 empty] | 140 | 125 | 155
| HI96777B-0 | Iron(II)/(III) Reagent B | L57 Powder | R074 | colorimetric | HI801 | HI83399 | Iron (II)/(III) | Fe | mg/L | 0 | 6 | 2 | 0.1 | & | 0.02% | 1% | MR33 | 0 | 0 | 0.1 | 2 | 1.86 |  |  |  |  | DWA | 500 | 2 |  | ROOM |  |  |  |  | 5.2 | 4 | 6.5 | 5.2 | 4 | 6.5 |  |  |  | 105 | 95 | 115
| HI96778A-0 | Total Iron Reagent A | L56 CTK | B199 | colorimetric | HI801 | HI83399 | Iron Total | Fe | mg/L | 0 | 7 | 2 | 0.2 | or | 0.03% | 0.2% | CM357 | 0 | 0 | 0.2 | 2 | 1.8 | [13 empty] | 5.2 | 4 | 6.5 | 5.2 | 4 | 6.5 |  |  |  | / | / | /
| HI96778B-0 | Total Iron Reagent B | L57 Powder | R041 | colorimetric | HI801 | HI83399 | Iron Total | Fe | mg/L | 0 | 7 | 2 | 0.2 | or | 0.03% | 1% | CM357 | 0 | 0 | 0.2 | 2 | 1.8 | [13 empty] | 5.2 | 4 | 6.5 | 5.2 | 4 | 6.5 |  |  |  | 175 | 160 | 190
| HI96778V-0 | Total Iron Digestion Vial | L59 COD | D022 | colorimetric | HI801 | HI83399 | Iron Total | Fe | mg/L | 0 | 7 | 2 | 0.2 | or | 0.03% | 1% | CM357 | 0 | 0 | 0.2 | 2 | 1.8 | [13 empty] | 5.2 | 4 | 6.5 | 5.2 | 4 | 6.5 |  |  |  | / | / | /
| HI96779A-0 | Chlorine Dioxide Reagent A | L56 CTK | B201 | colorimetric | HI801 | HI83399 | Chlorine Dioxide, Rapid method | ClO2 | mg/L | 0 | 2 | 2 | 0.2 | & | 0.03% | 1% | CM357 | 0 | 0 | 0.2 | 0.55 | 0.33 | [22 empty] | / | / | /
| HI96779B-0 | Chlorine Dioxide Reagent B | L57 Powder | R025 | colorimetric | HI801 | HI83399 | Chlorine Dioxide, Rapid method | ClO2 | mg/L | 0 | 2 | 2 | 0.2 | & | 0.03% | 1% | CM357 | 0 | 0 | 0.2 | 0.55 | 0.33 | [16 empty] | 6 | 5.7 | 6.3 |  |  |  | 120 | 110 | 130
| HI96780V-0 | Nonionic Surfactants Reagent Vial | L59 COD | CP-96780V | colorimetric | HI801 | HI83399 | Surfactant, nonionic | TRITONX-100 | mg/L | 0 | 6 | 2 | 0.1 | & | 0.05% | 1% | MR90 | 0 | 0 | 0.1 | 0.5 | 0.38 | [13 empty] | 8 | 7.8 | 8.2 | [6 empty] | / | / | /
| HI96781A-0 | Chromium Reagent A | L57 Powder | R075 | colorimetric | HI801 | HI83399 | Chromium Total | Cr | µg/L | 0 | 1000 | 0 | 10 | or | 0.03% | 1% | MR91 | 0 | 0 | 10 | 200 | 190 |  | 100 | 100 | 5 | DWA | 500 | 3 |  | ROOM |  |  |  |  | 1.5 | 1 | 2 | 1.5 | 1 | 2 |  |  |  | 60 | 50 | 70
| HI96781B-0 | Chromium Reagent B | L57 Powder | R076 | colorimetric | HI801 | HI83399 | Chromium Total | Cr | µg/L | 0 | 1000 | 0 | 10 | or | 0.03% | 1% | MR91 | 0 | 0 | 10 | 200 | 190 |  | 100 | 100 | 5 | DWA | 500 | 3 |  | ROOM |  |  |  |  | 1.5 | 1 | 2 | 1.5 | 1 | 2 |  |  |  | 125 | 115 | 135
| HI96781V-0 | Chromium Digestion Vial | L59 COD | D025 | colorimetric | HI801 | HI83399 | Chromium Total | Cr | µg/L | 0 | 1000 | 0 | 10 | or | 0.03% | 1% | MR91 | 0 | 0 | 10 | 200 | 190 |  | 100 | 100 | 5 | DWA | 500 | 3 |  | ROOM |  |  |  |  | 1.5 | 1 | 2 | 1.5 | 1 | 2 |  |  |  | / | / | /
| HI96782A-0 | Anionic Surfactants Buffer Reagent A | L56 CTK | B202 | colorimetric | HI801 | HI83399 | Surfactant, anionic | SDBS | mg/L | 0 | 3.5 | 2 | 0.1 | & | 0.05% | 1% | MR92 | 0 | 0 | 0.1 | 0.5 | 0.38 | [13 empty] | 10 | 9.8 | 10.2 | 10 | 9.8 | 10.2 |  |  |  | / | / | /
| HI96782B-0 | Anionic Surfactants Indicator Reagent B | L56 CTK | B203 | colorimetric | HI801 | HI83399 | Surfactant, anionic | SDBS | mg/L | 0 | 3.5 | 2 | 0.1 | & | 0.05% | 1% | MR92 | 0 | 0 | 0.1 | 0.5 | 0.38 | [13 empty] | 10 | 9.8 | 10.2 | 10 | 9.8 | 10.2 |  |  |  | / | / | /
| HI96782V-0 | Anionic Surfactants Reagent Vial | L59 COD | D026 | colorimetric | HI801 | HI83399 | Surfactant, anionic | SDBS | mg/L | 0 | 3.5 | 2 | 0.1 | & | 0.05% | 1% | MR92 | 0 | 0 | 0.1 | 0.5 | 0.38 | [13 empty] | 10 | 9.8 | 10.2 | 10 | 9.8 | 10.2 |  |  |  | / | / | /
| HI96783-0 | Nitrite Low Range Reagent | L57 Powder | R077 | colorimetric | HI801 | HI83399 | Nitrite LR | N-NO2 | µg/L | 0 | 600 | 0 | 10 | & | 0.03% | 1% | MR102 | 0 | 0 | 10 | 60 | 48 |  | 10 | 100 | 5 | DWA | 500 | 1 |  | ROOM |  |  |  |  | 2.7 | 2.5 | 3 | [6 empty] | 73 | 63 | 83
| HI96783V-0 | Nitrite Low Range Reagent Vial | L59 COD | D027 | colorimetric | HI801 | HI83399 | Nitrite LR | N-NO2 | µg/L | 0 | 600 | 0 | 10 | & | 0.03% | 1% | MR102 | 0 | 0 | 10 | 60 | 48 |  | 10 | 100 | 5 | DWA | 500 | 1 |  | ROOM | [13 empty] | / | / | /
| HI96784-0 | Nitrite Medium Range Reagent | L57 Powder | R077 | colorimetric | HI801 | HI83399 | Nitrite MR | N-NO2 | mg/L | 0 | 6 | 2 | 0.1 | & | 0.03% | 1% | MR102 | 0 | 0 | 0.1 | 0.6 | 0.48 |  | 10 | 100 | 5 | DWA | 100 | 1 |  | ROOM |  |  |  |  | 2.7 | 2.5 | 3 | [6 empty] | 73 | 63 | 83
| HI96784V-0 | Nitrite Medium Range Reagent Vial | L59 COD | D028 | colorimetric | HI801 | HI83399 | Nitrite MR | N-NO2 | mg/L | 0 | 6 | 2 | 0.1 | & | 0.03% | 1% | MR102 | 0 | 0 | 0.1 | 0.6 | 0.48 |  | 10 | 100 | 5 | DWA | 100 | 1 |  | ROOM | [13 empty] | / | / | /
| HI96785-0 | Cationic Reagent Vial | L57 Powder | R082 | colorimetric | HI801 | HI83399 | Cationic Surfactants | CTAB | mg/L | 0 | 2.5 | 2 | 0.15 | & | 0.03% | 1% | MR94 | 0 | 0 | 0.15 | 0.5 | 0.34 | [13 empty] | 2 | 1 | 2.2 | [6 empty] | / | / | /
| HI96785V-0 | Cationic Surfactants Reagent Vial | L59 COD | D030 | colorimetric | HI801 | HI83399 | Cationic Surfactants | CTAB | mg/L | 0 | 2.5 | 2 | 0.15 | & | 0.03% | 1% | MR94 | 0 | 0 | 0.15 | 0.5 | 0.34 | [13 empty] | 2 | 1 | 2.2 | [6 empty] | / | / | /
| HI96786-0 | Iron Reagent | L57 Powder | R041 | colorimetric | HI801 | HI83399 | Iron | Fe | mg/L | 0 | 6 | 2 | 0.1 | & | 0.03% | 1% | MR33 | 0 | 0 | 0.1 | 1 | 0.87 |  |  |  |  | DWA | 250 | 2 |  | ROOM |  |  |  |  | 2 | 1 | 2.2 | [6 empty] | / | / | /
| HI96786V-0 | Iron Reagent Vial | L59 COD | D031 | colorimetric | HI801 | HI83399 | Iron | Fe | mg/L | 0 | 6 | 2 | 0.1 | & | 0.03% | 1% | MR33 | 0 | 0 | 0.1 | 1 | 0.87 |  |  |  |  | DWA | 250 | 2 |  | ROOM |  |  |  |  | 2 | 1 | 2.2 | [6 empty] | / | / | /
| HI967XX-0 | Ammonia LR ISO |  |  | colorimetric | HI801 | / | Ammonia LR ISO | NH4 | mg/L | 0 | 2.5 | 1 | 1 | & | 0.05% | 1% | MR09 | 0 | 0 | 1 | 0.04 | 0 |  | 25 | 100 | 5 | DWA | 250 | 3 |  | ROOM |  |  |  |  | 12.3 | 12 | 12.6 | 13 | 12.8 | 13.3 |  |  |  | / | / | /
| MANNITOL | Mannitol Reagent | L57 Powder | R066 | CTK | / | / | Boron Test Kit | Boron | mg/L | 0 | 5 | 1 | 0.2 | or | 0% | 1% | [19 empty] | 6.2 | 6 | 6.4 | [6 empty] | 300 | 270 | 330
| MI512-0 | Phosphate Reagent | L57 Powder | R029 | colorimetric | / | / | Phosphate Low Range(PO4) | PO4 | mg/L | 0 | 2.5 | 2 | 0.04 | & | 0.04% | 1% | MR104 | 0 | 0 | 0.04 | 0.5 | 0.44 |  |  |  |  | DWA | 500 | 3 |  | ROOM |  |  |  |  | 1.5 | 1.2 | 1.6 | [6 empty] | 180 | 165 | 195
| MI524-0 | Total Chlorine Reagent | L57 Powder | R035 | colorimetric | / | / | Total Chlorine | Chlorine | mg/L | 0 | 5 | 2 | 0.03 | & | 0.03% | 1% | MR67 | 0 | 0 | 0.03 | 0.5 | 0.46 |  |  |  |  | DWA | 250 | 1 |  | ROOM |  |  |  |  | 6 | 5.7 | 6.3 | [6 empty] | 150 | 135 | 165
| MI526-0 | Free Chlorine Reagent | L57 Powder | R025 | colorimetric | MI526 | / | Free Chlorine | Chlorine | mg/L | 0 | 5 | 2 | 0.03 | & | 0.03% | 1% | MR67 | 0 | 0 | 0.03 | 0.5 | 0.46 |  |  |  |  | DWA | 250 | 1 |  | ROOM |  |  |  |  | 6 | 5.7 | 6.3 | [6 empty] | 120 | 110 | 130
| MI527-0 | Iodine Reagent | L57 Powder | R035 | colorimetric | MI527 | / | Iodine | Iodine | mg/L | 0 | 12.5 | 1 | 0.1 | & | 0.05% | 1% | MR67 | 0 | 0 | 0.1 | 2.5 | 2.3 |  |  |  |  | DWA | 250 | 1 |  | ROOM |  |  |  |  | 6.1 | 5.7 | 6.3 | [6 empty] | 150 | 135 | 165
| MI528-0 | Iron Reagent | L57 Powder | R041 | colorimetric | MI528 | / | Iron High Range (Fe) | Fe III | mg/L | 0 | 5 | 2 | 0.04 | & | 0.02% | 1% | MR33 | 0 | 0 | 0.04 | 1 | 0.94 |  |  |  |  | DWA | 250 | 2 |  | ROOM |  |  |  |  | 5.2 | 4 | 6.5 | [6 empty] | 175 | 160 | 190
| MI555-006-0 | Stabilizer SO2 | L57 Powder | R024 | colorimetric | / | / | / | / |  | 0 | 0 | 0 | 0 | / | 0% | / | [19 empty] | 7 | 6.8 | 7.2 | [6 empty] | 270 | 260 | 280
| MI590A-0 | Peroxide Reagent A (test vial) | L59 COD | D013 | Colorimetric | HI83730 | MI490 | ISM peroxide value in edible oils | Oxygen / kg | meq | 0 | 25 | 1 | 0.5 | or | 0% | 1% | MR75 | 0 | 0 | 0.5 | 11 | 10.5 | [13 empty] | 7 | 6.8 | 7.2 | 1.5 | 1.3 | 1.7 |  |  |  | 5
| MI590B-0 | Peroxide Reagent B | L57 Powder | R021 | colorimetric | HI83730 | MI490 | Peroxide | Peroxide | meq O2 /kg | 0 | 25 | 1 | 0.5 | or | 0% | 1% | MR75 | 0 |  | 0.5 | 11 | 10.5 | [13 empty] | 7 | 6.8 | 7.2 | 1.5 | 1.4 | 1.7 |  |  |  | 100 | 90 | 110
| MT5002-0 | Potassium Reagent | L57 Powder | R008 | colorimetric | / | / | Potassium Test | Potassium | mg/L | 0 | 72 | 0 | 0 | / | 0% | 1% | MR30 | 16 | 16 | 16 | 36 | 36 | [13 empty] | 11.7 | 11.5 | 11.8 | [6 empty] | 105 | 95 | 115
| MT5009 | Nitrate Reagent | L57 Powder | R045 | CTK | / | / | Nitrate Test Kit | N-NO3 | mg/L | 0 | 50 | 0 | 10 | or | 0% | 1% | MR101 |  |  |  | 3 | 3 |  |  |  |  | DWA | 250 | 3 |  | ROOM |  |  |  |  | 2.7 | 2.5 | 3 | [6 empty] | 180 | 165 | 195
| MT5009-0 | Nitrate Reagent | L57 Powder | R009 | colorimetric | / | / | Nitrogen Test | Nitrogen | mg/L | 0 | 7 | 0 | 0 | / | 0% | 1% | MR09 | 2 | 2 | 2 | 3 | 3 | [13 empty] | 1.9 | 1.8 | 2.1 | [6 empty] | 290 | 270 | 310
| MT5010-0 | Phosphorus Reagent | L57 Powder | R029 | colorimetric | / | / | Phosphorus | P | mg/L | 0 | 2.5 | 2 | 0.04 | & | 0.04% | 1% | MR104 | 0 | 0 | 0.04 | 0.5 | 0.44 |  |  |  |  | DWA | 500 | 3 |  | ROOM |  |  |  |  | 1.5 | 1.2 | 1.6 | [6 empty] | 180 | 165 | 195
| OXALATE | Oxalate Reagent | L57 Powder | R067 | CTK | / | / | Calcium Test Kit | Calcium | mg/L | 0 | 250 | 1 | 2 | & | 0% | 1% | MR20 |  |  |  | 15 | 13 | [13 empty] | 6.2 | 6 | 6.4 | [6 empty] | 225 | 210 | 240
| PEPSIN | Pepsin | L57 Powder | R068 | CTK | / | / | / | / |  | 0 | 0 | 0 | 0 | / | 0% | / | [19 empty] | 3.6 | 3.4 | 3.8 | [6 empty] | 800 | 750 | 850
| Persulfate /P | Potassium Persulfate Reagent | L57 Powder | R070 | colorimetric | HI801 | HI83399 | Phosphorus Total (P) | P | mg/L | 0 | 32.6 | 1 | 0.5 | or | 5% | 100% | MR104 | 0 | 0 | 0.5 | 6.5 | 6 |  |  |  |  | DWA | 100 | 5 |  | ROOM | [13 empty] | / | / | /
| PERSULFATE/I | Potassium Persulfate Reagent | L57 Powder | R069 | colorimetric | HI801 | HI83399 | Iron Total | Iron | mg/L | 0 | 7 | 2 | 0.2 | or | 0.03% | 1% | CM357 | 0 | 0 | 0.2 | 2 | 1.8 | [22 empty] | 100 | 90 | 110
| PERSULFATE/N | Potassium Persulfate Reagent | L57 Powder | R069 | colorimetric | HI801 | HI83399 | Nitrogen Total LR (N) | Nitrogen | mg/L | 0 | 25 | 1 | 1 | or | 5% | 100% | MR09 | 0 | 0 | 1 | 10 | 9 |  |  |  |  | DWA + 3 DROPS Sulphuric Reagent | 500 | 5 |  | ROOM | [13 empty] | 200 | 180 | 220 | TRUE
| pH-0 | pH Reagent | L56 CTK | B147 | colorimetric | HI83399 | MI411 | pH | pH | pH | 6.5 | 8.5 | 1 | 0.2 | & | 0% | 1% | HI70456(0.1 N NAOH/HI70463(0.1N HCL) | 6.6 | 6.6 | 7 | 7.5 | 7.8
| SULFAMIC | Sulfamic Acid | L57 Powder | R003 | CTK | / | / | / | / |  | 0 | 0 | 0 | 0 | / | 0% | / | [19 empty] | 1 | 0.8 | 1.2 | [6 empty] | 310 | 285 | 335